## Lamps - Core
Lamps - Core Items
PRODUCT INFORMATION | [6 empty] | GRAYBAR | [5 empty] | RUMSEY | [5 empty] | UNITED ELECTRIC | [5 empty] | WESCO
Line # | Manuf. | Manuf. Item # | Line Description | Est. Qty. | UOM |  | Manuf | Manuf Item # | Line Desc | Qty/UOM | List Price ($) | New Bid Price ($) | Manuf | Manuf Item # | Line Desc | Qty/UOM | List Price ($) | New Bid Price ($) | Manuf | Manuf Item # | Line Desc | Qty/UOM | List Price ($) | New Bid Price ($) | Manuf | Manuf Item # | Line Desc | Qty/UOM | List Price ($) | New Bid Price ($)
1 | Sylvania | CF13DD/E/827/ECO | Compact Fluorescent, 13W, T3 shape | 50 | EA |  | GE | 97594 | F13DBX/827/ECO4P | 1 | 26.97 | 3.9504 | PHILIPS | 383109 ES | PL-C 13W/27/USA/ALTO 10PK | 1/ea | 26.09 | 3.525 |  |  | EXACT | 50 | 27.76 | 2.321 | PHILIPS | PL-C13W/27/4P/ | PHIL PL-C13W/27/4P/ See 04667711072 | 1 | 36.58 | 3.44
2 | GE Lighting | FLE15AG19/2/SWCD | Compact Fluorescent, 15W, 120V, A19 Shape | 50 | EA |  |  |  | EXACT | EA | 44.09 | 6.73 | PHILIPS | /156380 ES | EL/MDT13W | 1/ea | 56.36 | 2.545 | SYLVANIA | 29468 | SAME | 6 | 37.08 | 5.1409
3 | Sylvania | SCF16ELBR30 | Compact Fluorescent, Flood, 16W, 120V, BR30 | 300 | EA |  | GE | 80893 | FLE15/2/R30XL/827 | 1 | 46.18 | 4.9991 | PHILIPS | 157032 ES | EL/A R30 15W REFLECTOR | 1/ea | 85.62 | 6.605 |  |  | EXACT | 6 | 49.7 | 3.0845 | PHILIPS | BC-EL/A-R30-16W | PHIL BC-EL/A-R30-16W-2PK FLUOR LAMP | 1 | 172.95 | 6.4
4 | Sylvania | CF13EL/MINI/830 29376 CF13EL/M | Compact Fluorescent, Mini-Twist, 13W | 100 | EA |  | GE | 86256 | FLE13HT2/2/827 | 1 | 38.25 | 3.4617 | PHILIPS | 156380 ES | EL/MDT 13W 120V 6/1 | 1/ea | 56.36 | 2.535 |  |  | EXACT | 6 | 31.19 | 5.7517
5 | Sylvania | SCF19ELMINITWIST | Compact Fluorescent, Mini-Twist, 19W, 120V, E26 | 1000 | EA |  | GE | 15834 | FLE20HT3/2/827 | 1 | 33.56 | 3.2072 | PHILIPS | 202861 ES | MINI DEC TWIST EL/MDT 18W | 1/ea | 60.05 | 3.13 |  |  | EXACT | 6 | 32.54 | 6.3218 | PHILIPS | BC-EL/MDT-19W | PHIL BC-EL/MDT-19W FLUOR LAMP | 1 | 57.2 | 3.05
6 | TCP | 10120 | Compact Fluorescent, Mini-Twist, 20W, 120V, E26, Dimmable | 100 | EA |  |  |  | EXACT | EA | 14 | 10.6804 | PHILIPS | 405837 ES | EL/MDT | 1/ea | 39.25 | 13.86 | SYLVANIA | 29968 | SAME | 6 | 52.59 | 3.0845
7 | Sylvania | SCF13DS/841/ECO | Compact Fluorescent, Plug-In, 13W, Single Biax Shape | 50 | EA |  | GE | 97571 | F13BX/841/ECO | 1 | 12.07 | 1.8429 | PHILIPS | 146852 ES | PLS 13W/841 2PALTO 10PK | 1/ea | 13.72 | 1.305 |  |  | EXACT | 6 | 9.23 | 1.0994 | PHILIPS | PL-S-13W/841/2P | PHIL PL-S-13W/841/2P-ALTO CFL LAMP | 1 | 13.72 | 1.42
8 | Sylvania | SCF18DD/E/835/ECO | Compact Fluorescent, Plug-In, 18W, Double Biax Shape | 100 | EA |  | GE | 97600 | F18DBX/835/ECO4P | 1 | 34.87 | 6.5976 | PHILIPS | 383323 | PL-C 18W/35/4P/ALTO 10PK | 1/ea | 43.18 | 4.95 |  |  | EXACT | 50 | 25.97 | 3.5223 | PHILIPS | PL-C18W/35/4P/ | PHIL PL-C18W/35/4P/ See 04667724004 | 1 | 43.18 | 4.8
9 | Sylvania | SCF26DDE835 | Compact Fluorescent, Plug-In, 26W, Double Biax Shape | 100 | EA |  | GE | 97612 | F26DBX/835/ECO4P | 1 | 35.9 | 6.5976 | PHILIPS | 383364 | PL-C 26W/35/4P/ALTO 10PK | 1/ea | 44.52 | 3.52 |  |  | EXACT | 50 | 25.97 | 7.8182 | PHILIPS | PL-C26W/35/4P/ | PHIL PL-C26W/35/4P/ See 04667711174 | 1 | 44.52 | 3.44
10 | Sylvania | CF32DT/E/IN/835/ECO 20885 CF32 | Compact Fluorescent, Plug-In, 32W, Triple Biax Shape | 100 | EA |  | GE | 97631 | F32TBX/B35/A/ECO | 1 | 40.37 | 8.3896 | PHILIPS | 268334 | PL-T 32W/35/4P/ALTO 12PK | 1/ea | 43.93 | 5.26 |  |  | EXACT | 50 | 29.2 | 3.8989 | PHILIPS | PL-T-32W/35/4P/ | PHIL PL-T-32W/35/4P/ALTO FLUOR LAMP | 1 | 43.93 | 5.14
11 | Sylvania | SFT40DL/835/RS/ECO | Compact Fluorescent, Plug-In, 40W, Biax Shape | 100 | EA |  | GE | 16648 | F40/30BX/SPX30 | 1 | 25.35 | 6.0071 | PHILIPS | 300434 | PL-L 40W/835/RS/IS 25PK | 1/ea | 32.5 | 5.4 |  |  | EXACT | 10 | 20.59 | 45.81 | PHILIPS | PL-L-40W/35/RS/ | PHIL PL-L-40W/35/RS/IS FLUOR LAMP | 1 | 32.5 | 5.3
12 | Sylvania | CF42DT/E/IN/841/ECO 20890 CF42 | Compact Fluorescent, Plug-In, 42W, Triple Biax Shape | 500 | EA |  | GE | 97636 | F42TBX/841/A/ECO | 1 | 43.76 | 7.9925 | PHILIPS | 268763 | PL-T 42W/41/4P/ALTO 12PK | 1/ea | 59.49 | 5.26 |  |  | EXACT | 50 | 35 | 3.3289 | PHILIPS | PL-T-42W/41/4P/ | PHIL PL-T-42W/41/4P/ALTO FLUOR LAMP | 1 | 59.49 | 5.14
13 | Sylvania | CF7DS/827/ECO | Compact Fluorescent, Plug-In, 7W, Single Biax Shape | 75 | EA |  | GE | 97554 | F7BX/827/ECO | 1 | 11.28 | 1.7105 | PHILIPS | 148718 | PL-S 7W/827/2P/ALTO 10PK | 1/ea | 13.01 | 1.3 |  |  | EXACT | 6 | 8.52 | 1.2827 | PHILIPS | PL-S-7W/27-60P | PHIL PL-S-7W/27-60P See 04667710949 | 1 | 11.95 | 1.26
14 | Sylvania | SCF9DS827 | Compact Fluorescent, Plug-In, 9W, Single Biax Shape | 750 | EA |  | GE | 97558 | F9BX/827/ECO | 1 | 11.28 | 1.6189 | PHILIPS | 148676 | PL-S 9W/827/2P ALTO 10PK | 1/ea | 13.01 | 1.3 |  |  | EXACT | 6 | 8.52 | 1.2827 | PHILIPS | PL-S-9W/827/2P- | PHIL PL-S-9W/827/2P-ALTO CFL LAMP | 1 | 13.01 | 1.26
15 | Sylvania | SCF23ELMINITWIST830 | Compact Fluorescent, Self Ballasted Screw In, 23W, 120V, T3 Shape | 100 | EA |  | GE | 80889 | FLE23HT3/2/XL827 | 1 | 40.54 | 3.757 | PHILIPS | 156975 | EL/MDT 23W TWISTER | 1/ea | 60.5 | 3.55 |  |  | EXACT | 6 | 32.54 | 10.7297
16 | Sylvania | cf27EL/TWIST/827 | Compact Fluorescent, Self Ballasted Screw In, 26W, 120V, Spiral, T3 Shape | 75 | EA |  | GE | 15836 | FLE26HT3/2/827 | 1 | 35.88 | 3.6552 | PHILIPS | 137158 | MRT MINI DEC TWIST EL/mdT27 | 1/ea | 61.21 | 3.45 |  |  | EXACT | 6 | 15.63 | 4.6624
17 | Sylvania | S50PAR20/HAL/NFL30-120V | Flood, 50W, 120V, PAR20 Shape | 500 | EA |  | GE | 14928 | 50PAR20H/FL25120 | 1 | 17.96 | 3.2886 | PHILIPS | 229112 | 50PAR20/HAL/FL25 120V 15PK | 1/ea | 23.41 | 2.92 |  |  | EXACT | 15 | 15.57 | 2.4636 | PHILIPS | 50PAR20/HAL/FL2 | PHIL 50PAR20/HAL/FL25-120V HALOGEN | 1 | 22.73 | 2.93
18 | GE Lighting | 65BR30/FL/CVP-130V 15172 65BR3 | Flood, 65W, 130V, BR30 Shape | 50 | EA |  | GE | 46855 | 65BR30/PROLINE130V | 1 | 13.84 | 1.1301 | PHILIPS | 248765 | 65BR30/FL55 120V 12/1 | 1/ea | 14.02 | 1.225 | SYLVANIA | 15172 | SAME | 6 | 13.85 | 0.94674 | PHILIPS | 65BR30/FL55-SP- | PHIL 65BR30/FL55-SP-12/1 INCAN LAMP | 1 | 20.54 | 1.17
19 | Sylvania | S90PAR38/HAL/FL30-120V | Flood, 90W, 120V, PAR38 Shape | 400 | EA |  | GE | 17451 | 90PAR/H/FL25-6PK120 | 1 | 18.44 | 3.0545 | PHILIPS | 202341 | 90PAR38/HAL/FL25 120V 12PK | 1/ea | 25.17 | 2.75 |  |  | EXACT | 15 | 17.12 | 2.3414 | PHILIPS | 90PAR38/HAL/FL | PHIL 90PAR38/HAL/FL See 04667726562 | 1 | 20.22 | 2.77
20 | Sylvania | 50MR16/FL35/C(EXN)-12V 58327 5 | Flood, Projection, 50W, 12V, MR16 Shape | 100 | EA |  | GE | 20833 | Q50MR16/C/FL4010PK | 1 | 20.66 | 3.1054 | PHILIPS | 378059 | 50MR16/FL36 EXN 50PK | 1/ea | 23.84 | 1.985 |  |  | EXACT | 20 | 15.89 | 1.1503 | PHILIPS | 50MR16/FL36-EXN | PHIL 50MR16/FL36-EXN-50PK 12V HAL | 1 | 23.84 | 1.9
21 | Leviton | FS-5 | Fluorescent Lamp Starter, FS-5, Size Medium, Replacement For S2 | 75 | EA |  | GE | 80621 | FS-5-C | 1 | 6.76 | 1.9548 | OSRAM | FS-5 | OSRAM STARTER | 1/ea |  | 1.66 | SYLVANIA | 45812 | SAME | 10 | 1.99 | 5.202 |  |  | EXACT | 1 | 4.17 | 1.36
22 | GE Lighting | SF6T5CW | Fluorescent, 6W, T5 Shape | 100 | EA |  | GE | 10032 | F6T5/CW | 1 | 12.12 | 2.301 | PHILIPS | 332411 | F6T5/CW PH 25PK | 1/ea | 14.76 | 1.95 | SYLVANIA | 20616 | SAME | 24 | 10.74 | 1.751 | PHILIPS | F6T5/CW-25PK | PHIL F6T5/CW-25PK REPL046677-11463 | 1 | 14.76 | 1.9
23 | Sylvania | F8T5/CW | Fluorescent, 8W, T5 Shape | 300 | EA |  | GE | 10059 | F8T5/CW | 1 | 10.92 | 2.1076 | PHILIPS | 332478 | F8T5/CW PH 25PK | 1/ea | 13.92 | 2.2 |  |  | EXACT | 24 | 8.72 | 1.4965 | PHILIPS | F8T5/CW | PHIL F8T5/CW 8W 12I See 04667711464 | 1 | 13.92 | 2.15
24 | Sylvania | FP54/835/HO/ECO | Fluorescent, 54W, T5 Shape | 100 | EA |  | GE | 46760 | F54W/T5/835/ECO | 1 | 22.3 | 8.5525 | PHILIPS | 290288 | F54T5/835/HO/ALTO 40PK | 1/ea | 28.95 | 5.415 |  |  | EXACT | 40 | 18.88 | 0.33594 | PHILIPS | F54T5/835/HO-AL | PHIL F54T5/835/HO-ALTO 54W FLR LAMP | 1 | 28.95 | 5.25
25 | Sylvania | F15T8/CW 21616 F15T8/CW 15W-T8 | Fluorescent, 15W, T8 Shape | 75 | EA |  | GE | 10143 | F15T8/CW | 1 | 11.98 | 1.5781 | PHILIPS | 235457 | F15T8/CW ALTO 24PK | 1/ea | 13.22 | 2.3 |  |  | EXACT | 24 | 9.4 | 1.0689 | PHILIPS | F15T8/CW | PHIL F15T8/CW/ALTO 15W FLUOR LAMP | 1 | 13.22 | 2.25
26 | Sylvania | FO17835ECO | Fluorescent, 17W, T8 Shape | 100 | EA |  | GE | 45747 | F17T8/SPX35/ECO | 1 | 18.07 | 3.6144 | PHILIPS | 367912 | F17T8/TL835/ALTO 25PK | 1/ea | 21.97 | 2.705 |  |  | EXACT | 30 | 16.37 | 2.0156 | PHILIPS | F17T8/TL835-ALT | PHIL F17T8/TL835-ALTO 17W FLUOR LMP | 1 | 21.97 | 2.65
27 | Sylvania | FO25735ECO | Fluorescent, 25W, T8 Shape | 50 | EA |  | GE | 45754 | F25T8/SP35/ECO | 1 | 13.45 | 4.0828 | PHILIPS | 368282 | F25T8/TL835/ALTO 25PK | 1/ea | 15.52 | 2.705 |  |  | EXACT | 30 | 8.87 | 2.0564 | PHILIPS | F25T8/TL735-ALT | PHIL F25T8/TL735-ALTO 25W FLUOR LMP | 1 | 15.52 | 2.56
28 | Sylvania | FBO31/835 | Fluorescent, 31W, T8 Shape | 400 | EA |  | GE | 41777 | F31T8/SPX35/U | 1 | 24.86 | 14.6614 | PHILIPS | 226720 | FB31T8/TL835/ALTO 15/1 | 1/ea | 29.31 | 7.355 |  |  | EXACT | 15 | 17.59 | 2.2396 | PHILIPS | FB31T8/TL835/AL | PHIL FB31T8/TL835/ALTO 1-5/8 U-BENT | 1 | 29.31 | 7.11
29 | Sylvania | FO32/835/ECO | Fluorescent, 32W, T8 Shape | 100 | EA |  | GE | 25612 | F32T8/SPX35/ECO | 1 | 13 | 3.4617 | PHILIPS | 246702 | F32T8/TL835/ALTO 25PK | 1/ea | 14.68 | 2.335 |  |  | EXACT | 30 | 11.1 | 3.9906 | PHILIPS | F32T8/TL835/ALT | PHIL F32T8/TL835/ALTO 32W FLUOR LMP | 1 | 14.68 | 2.25
30 | Sylvania | SF20T12/CW | Fluorescent, 20W, T12 Shape | 100 | EA |  | GE | 80045 | F20T12/CW/ECO | 1 | 11.89 | 1.7716 | PHILIPS | 273326 | F20T12/CW ALTO 30PK | 1/ea | 12.05 | 1.25 |  |  | EXACT | 30 | 8.18 | 1.1911 | PHILIPS | F20T12/CW/ALTO | PHIL F20T12/CW/ALTO 20W 24IN FLRLMP | 1 | 12.05 | 1.26
31 | Sylvania | F30T12/CW/RS | Fluorescent, 30W, T12 Shape | 100 | EA |  | GE | 80084 | F30T12/CW/RS/ECO | 1 | 14.96 | 2.3621 | PHILIPS | 272427 | F30T12/CW/RS ALTO 30PK | 1/ea | 14.98 | 1.9 |  |  | EXACT | 30 | 10.38 | 0.99764 | PHILIPS | F30T12/CW/RS/AL | PHIL F30T12/CW/RS/ALTO 30W LAMP | 1 | 14.98 | 1.87
32 | Sylvania | SFB34CW6SSECO | Fluorescent, 34W, T12 Shape | 100 | EA |  | GE | 15622 | F35CW/U/6/WM/ECO | 1 | 42.5 | 4.6122 | PHILIPS | 378638 | FB34CW/6/EW ALTO 12PK | 1/ea | 49 | 3.6 |  |  | EXACT | 12 | 24.17 | 3.0133 | PHILIPS | FB34CW/6/EW-ALT | PHIL FB34CW/6/EW-ALTO-12PK FLR | 1 | 49 | 3.61
33 | Sylvania | F34CW//ECO-(F40CW//ECO) | Fluorescent, 40W, T12 Shape | 2500 | EA |  | GE | 23010 | F34CW/RS/WM/ECO | 1 | 8.01 | 1.232 | PHILIPS | 244707 | F34CW/RS/EW/ALTO 30PK | 1/ea | 8.84 | 0.96 |  |  | EXACT | 30 | 6.68 | 1.0893 | PHILIPS | F34CW/RS/EW-ALT | PHIL F34CW/RS/EW-ALTO FLUOR LAMP | 1 | 8.84 | 0.97
34 | Sylvania | F96T12/CW/SS/ECO | Fluorescent, 60W, T12 Shape | 800 | EA |  | GE | 27186 | F96T12/CW/WM/ECO | 1 | 16.71 | 2.6981 | PHILIPS | 258400 | F96T12/CW/EW/ALTO 15 PK | 1/ea | 18.85 | 1.9 |  |  | EXACT | 15 | 14.45 | 1.8324 | PHILIPS | F96T12/CW/EW-AL | PHIL F96T12/CW/EW-ALTO FLUOR LAMP | 1 | 18.85 | 1.85
35 | Sylvania | SF96T12CWHOSSECO | Fluorescent, 95W, T12 Shape | 75 | EA |  | GE | 16495 | F96T12/CW/HO/WM/ECO | 1 | 20.5 | 2.9832 | PHILIPS | 266601 | F96T12/CW/HO/EW/ALTO 15PK | 1/ea | 23.41 | 2.86 |  |  | EXACT | 15 | 16.59 | 2.2905 | PHILIPS | F96T12/CW/HO/EW | PHIL F96T12/CW/HO/EW/ALTO FLR LMP | 1 | 23.41 | 2.62
36 | GE Lighting | SLU250/ECO | HID, High Pressure Sodium Type, 250W, ED18 Shape | 100 | EA |  | GE | 85377 | LU250/H/ECO | 1 | 133.8 | 9.2143 | PHILIPS | 368795 | C250S50/ALTO 12PK | 1/ea | 140.56 | 7.855 | SYLVANIA | 67578 | SAME | 20 | 102.07 | 7.2176 | PHILIPS | C250S50/ALTO | PHIL C250S50/ALTO CLR 250W HPS LAMP | 1 | 140.56 | 7.71
37 | Sylvania | LU400/ECO | HID, High Pressure Sodium Type, 400W, ED18 Shape | 50 | EA |  | GE | 85379 | LU400/H/ECO | 1 | 137.54 | 9.4993 | PHILIPS | 368811 | C400S51/ALTO 12PK | 1/ea | 144.43 | 7.855 |  |  | EXACT | 20 | 104.82 | 7.6248 | PHILIPS | C400S51/ALTO | PHIL C400S51/ALTO CLR 400W HPS LAMP | 1 | 144.43 | 7.71
38 | Sylvania | 100A21-120V | HID, High Pressure Sodium, 100W, B17 Shape | 100 | EA |  | GE | 13250 | LU100/H/ECO | 1 | 96.2 | 0.29526 | PHILIPS | 281717 | 100A21 120-130V 120PK | 1/ea | 4.78 | 0.525 | [6 empty] | PHILIPS | 100A21 | PHIL 100A21 120-130V INCAN LAMP | 1 | 4.78 | 0.52
39 | Sylvania | S40A15-120V | Incandescent, 40W, 120V, A15 Shape | 100 | EA |  | GE | 15206 | 40A15120 | 1 | 3.94 | 0.4378 | PHILIPS | 373985 | 40A15-120/130V CDA 120PK | 1/ea | 3.99 | 0.365 |  |  | EXACT | 120 | 3.18 | 0.3054 | PHILIPS | 40A15 | PHIL 40A15 40W LAVA LAMP REPL BULB | 1 | 3.99 | 0.33
40 | Sylvania | 60A/4/RP-120V | Incandescent, 60W, 120V, A19 Shape | 75 | EA |  | GE | 71955 | 57A/IF-PROLINE-130 | 1 | 3.04 | 0.2749 | PHILIPS | 374694 | 60A 120V 48/1 | 1/ea | 2.2 | 0.26 |  |  | EXACT | 48 | 1.6 | 0.22396 |  |  | EXACT | 1 | 1.6 | 0.25
41 | Sylvania | 60A-130V 11373 60A-130V INCAND | Incandescent, 60/53W, 130/120V, A19 Shape | 50 | EA |  | GE | 71955 | 57A/IF-PROLINE-130 | 1 | 3.04 | 0.2749 | PHILIPS | 374710 | 60A 130V 48/1 | 1/ea | 2.89 | 0.28 |  |  | EXACT | 48 | 2.11 | 0.21378 | PHILIPS | 60A-130V | PHIL 60A-130V 60W 130V MED LAMP | 1 | 2.89 | 0.26
42 | Sylvania | S100A/CL-120V | Incandescent, 100W, 120V, A19 Shape | 100 | EA |  | GE | 97489 | 100A/CL-2PK120 | 1 | 2.94 | 0.4378 | PHILIPS | 150086 | 100A/CL/LL 120V 12/2 TP | 1/ea | 9.09 | 0.545 | [6 empty] | PHILIPS | 100A/CL-130V-12 | PHIL 100A/CL-130V-120/1-PRO | 1 | 0.55 | 0.52
43 | GE Lighting | S100A-130V | Incandescent, 100W, 130V, A19 Shape | 100 | EA |  | GE | 71957 | 95A/IF-PROLINE-130 | 1 | 3.04 | 0.29526 | PHILIPS | 375279 | 100A/CL 130V 48PK PLC | 1/ea | 6.45 | 0.385 | SYLVANIA | 11375 | SAME | 48 | 2.11 | 0.24432 | PHILIPS | 100A-130V | PHIL 100A-130V 130V INCAN LAMP | 1 | 2.89 | 0.37
44 | Sylvania | 40B10C/T/BL/2PK-120V 13681 40B | Incandescent, 40W, 120V, B10 Shape | 100 | EA |  | GE | 15788 | 40BC25PK120 | 1 | 2.21 | 0.44799 | PHILIPS | 311159 | 40B10-1/2 120V 25/1 | 1/ea | 3.22 | 0.425 |  |  | EXACT | 12 | 2.49 | 0.36648 |  |  | EXACT | 1 | 2.49 | 0.4
45 | Sylvania | 25B10C/BL/2PK-120V | Incandescent, 25W, 120V, CA10 Shape | 75 | EA |  | GE | 15777 | 25CAC25PK120 | 1 | 2.12 | 0.6618 | PHILIPS | 168245 | BC25B10-1/2C/CL/LL 120V 6/2TP | 1/ea | 6.93 | 1.46 |  |  | EXACT | 12 | 2.9 | 0.39702 | PHILIPS | BC-25BA9C/LL/TP | PHIL BC-25BA9C/LL/TP-6/2 120V LAMP | 1 | 6.93 | 0.63
46 | Permalite | 40B10C/BL/2PK-120V 13456 40B10 | Incandescent, 40W, 120V, CA10 Shape | 75 | EA |  | GE | 19107 | 40BC25PK120 | 1 | 4.32 | 0.44799 | PHILIPS | 310938 | 40BA9C 120V 25/1 | 1/ea | 3.22 | 0.545 |  |  | EXACT | 12 | 2.64 | 0.39702 |  |  | EXACT | 1 | 13.84 | 0.53
47 | GE Lighting | SHA50R20LLFL | Incandescent, 60W, 120V, CA10 Shape | 100 | EA |  | GE | 15781 | 60CAC25PK120 | 1 | 2.12 | 0.30544 | PHILIPS | 167551 | 50R20/LL 120V 12/1 TP | 1/ea | 38.96 | 5.02 | SYLVANIA | 15697 | SAME | 60 | 12.76 | 1.13 |  |  | EXACT | 1 | 2.12 | 4.82
48 | GE Lighting | S60C15SGBL | Incandescent, 60W, 120V, C15 Medium Screw (E26) Base | 200 | EA |  | GE | 15781 | 60CAC25PK120 | 1 | 2.12 | 0.30544 | PHILIPS | 168427 | BC60F15/CL/LL 6/2 TP | 1/ea | 8.69 | 1.46 | SYLVANIA | 13442 | SAME | 12 | 2.9 | 0.39702 | PHILIPS | BC-60A15/FANW/L | PHIL BC-60A15/FANW/LL-6/2 120V LAMP | 1 | 8.03 | 1.38
49 | GE Lighting | S250R40/10-120V | Incandescent, Flood, 250W, 120V, R40 Shape | 100 | EA |  | GE | 37771 | 250R40/1/PRO | 1 | 32.31 | 2.7286 | PHILIPS | 237230 | 250R40/HR 120V 4/1 | 1/ea | 44.63 | 3.95 | SYLVANIA | 14665 | SAME | 12 | 15.6 | 2.321 | PHILIPS | 250R40/HR-4/1 | PHIL 250R40/HR-4/1 120V INCAND LAMP | 1 | 43.76 | 3.77
50 | Sylvania | M175UMED | Metal Halide HID, 175W, BD17 Shape | 100 | EA |  | GE | 18902 | MVR175/U/MED | 1 | 97.01 | 11.8411 | PHILIPS | 313585 | MH175/U/M 12PK | 1/ea | 152.3 | 11.95 |  |  | EXACT | 20 | 78.33 | 10.068 | PHILIPS | MH175/U/M-12PK | PHIL MH175/U/M-12PK MTL HAL LAMP | 1 | 152.3 | 11.7
51 | Sylvania | M175/U | Metal Halide HID, 175W/U, ED28 Shape | 200 | EA |  | GE | 47760 | MVR175/U | 1 | 80.82 | 9.591 | PHILIPS | 287334 | MH175/U 12PK | 1/ea | 111.84 | 8.855 |  |  | EXACT | 6 | 77.02 | 8.4494 | PHILIPS | MH175/U-12PK | PHIL MH175/U-12PK 175W MTL HAL LAMP | 1 | 111.84 | 8.65
52 | Sylvania | M250U | Metal Halide HID, 250W, ED28 Shape | 300 | EA |  | GE | 42729 | MVR250/U | 1 | 91.33 | 10.4259 | PHILIPS | 274845 | MH250U 12PK | 1/ea | 127.57 | 8.855 |  |  | EXACT | 6 | 87.12 | 8.4494 | PHILIPS | MH250/U/12PK | PHIL MH250/U/12PK BT28 MOG MH LAMP | 1 | 127.57 | 8.65
53 | GE Lighting | 11478 | Projector Bulb, 30W, 6.6V, T3.5 Shape | 100 | EA | GE | GE |  | EXL6.6 | 1 | 42 | 17.9703 |  |  | EXACT | 1/E | 89.1 | 20.25 | SYLVANIA | 58850 | SAME | 12 | 84.39 | 5.8535 |  |  | EXACT | 1 | 60.56 | 42.39
54 | Philips | 16PAR38/END/F22 | LED, Narrow Flood, 16W, 120V, Par38 Shape | 50 | EA |  | GE | 61929 | LED20P38S830/25 | 1 | 331.2 | 62.2904 |  |  | EXACT | 1/e | 198.15 | 45.55 | SYLVANIA | 78638 | SAME | 12 | 148.1 | 42.1452 |  |  | EXACT | 1 | 139.7 | 48.24

## Lamps - NonCore
Lamps - NonCore
GRAYBAR
# | Item | Manufacturer | Manufacturer Catalog | Price List Dated | Price Column Used | % Discount
1 | Incandescent Lamps | GE | 9200-T |  | LIST | 82% STANDARD LARGE LAMPS 48% EXCLUDED LAMPS
2 | Energy Saving Lamps | GE | 9200-T |  | LIST | 82% STANDARD LARGE LAMPS 48% EXCLUDED LAMPS
3 | Fluorescent Lamps (All low mercury) | GE | 9200-T |  | LIST | 82% STANDARD LARGE LAMPS 48% EXCLUDED LAMPS
4 | Compact Fluorescent Lamps | GE | 9200-T |  | LIST | 48%
5 | Halogen Lamps | GE | 9200-T |  | LIST | 82% STANDARD LARGE LAMPS 48% EXCLUDED LAMPS
6 | H.I.D. Lamps | GE | 9200-T |  | LIST | 82% STANDARD LARGE LAMPS 48% EXCLUDED LAMPS
7 | LED Lamps | GE | 9200-T |  | LIST | 25%
RUMSEY
# | Item | Manufacturer | Manufacturer Catalog | Price List Dated | Price Column Used | % Discount
1 | Incandescent Lamps | Philips | PS-100 - U | 40392 | User Price | 84%
1B | Incandescent Lamps (Excluded) | Philips | PS-100 - U | 40392 | User Price | 56%
2 | Energy Saving Lamps | Philips | PS-100 - U | 40392 | User Price | 84%
2B | Energy Saving Lamps (Excluded) | Philips | PS-100 - U | 40392 | User Price | 56%
3 | Fluorescent Lamps (All low mercury) | Philips | PS-100 - U | 40392 | User Price | 84%
3B | Fluorescent Lamps (All low mercury) (Excluded) | Philips | PS-100 - U | 40392 | User Price | 56%
4 | Compact Fluorescent Lamps | Philips | PS-100 - U | 40392 | User Price | 84%
5 | Halogen Lamps | Philips | PS-100 - U | 40392 | User Price | 84%
5B | Halogen Lamps (Excluded) | Philips | PS-100 - U | 40392 | User Price | 56%
6 | H.I.D. Lamps | Philips | PS-100 - U | 40392 | User Price | 84%
6B | H.I.D. Lamps (Excluded) | Philips | PS-100 - U | 40392 | User Price | 56%
7 | Compact Fluorescent Lamps (excluded) | Philips | PS-100 - U | 40392 | User Price | 56%
8 | LED | Philips | ATTACHED SHEET | 2011-03-21 | MRSP | 7%
UNITED
# | Item | Manufacturer | Manufacturer Catalog | Price List Dated | Price Column Used | % Discount
1 | Incandescent Lamps | Sylvania | Trade Service | Current | Col 3 | 79%
2 | Energy Saving Lamps | See Compact Fluorescent or LED
3 | Fluorescent Lamps (All low mercury) | Sylvania | Trade Service | Current | Col 3 | 49%
4 | Compact Fluorescent Lamps | Sylvania | Trade Service | Current | Col 3 | 15%
5 | Halogen Lamps | Sylvania | Trade Service | Current | Col 3 | 79%
6 | H.I.D. Lamps | Sylvania | Trade Service | Current | Col 3 | 79%
7 | LED Lamps | Sylvania | Trade Service | Current | Col 3 | 15%
|  | Sylvania | Trade Service | Current | Col 3 | 62%
WESCO
# | Item | Manufacturer | Manufacturer Catalog | Price List Dated | Price Column Used | % Discount
1 | Incandescent Lamps | Philips |  | 40603 | T | 70%
2 | Energy Saving Lamps | Philips |  | 40603 | T | 70%
3 | Fluorescent Lamps (All low mercury) | Philips |  | 40603 | T | 70%
4 | Compact Fluorescent Lamps | Philips |  | 40603 | T | 70%
5 | Halogen Lamps | Philips |  | 40603 | T | 70%
6 | H.I.D. Lamps | Philips |  | 40603 | T | 70%
7 | LED Lamps | Philips |  | 40603 | T | 70%

## Ballast - Core
Ballast - Core | [5 empty] | GRAYBAR |  |  | RUMSEY |  |  | UNITED |  |  | WESCO
PRODUCT INFORMATION | [5 empty] | BID FOR EXACT PRODUCT |  |  | BID FOR EXACT PRODUCT |  |  | BID FOR EXACT PRODUCT |  |  | BID FOR EXACT PRODUCT
Line # | Manuf. | Manuf. Item # | Line Description | Est. Qty. | UOM | Qty/UOM | List Price ($) | Bid Price ($) | Qty/UOM | List Price ($) | Bid Price ($) | Qty/UOM | List Price ($) | Bid Price ($) | Qty/UOM | List Price ($) | Bid Price ($)
1 | Advance Transformer | ADV7C150P40R | Dry-Film Capacitor, 400V, Round Shape | 25 | EA | 1/PK | 185.69 | 22.2466 | 1/ea | 171.94 | 18.95 | 10 | 152.25 | 18.3545 | 1 | 152.25 | 30.81
2 | Advance Transformer | ADVLC49C | Electromagnetic Ballast, Preheat Start, 120V, 11W | 20 | EA | 20/PK | 30.46 | 10.8942 | 1/ea | 28.21 | 8.695 | 10 | 24.95 | 8.2662 | 1 | 24.95 | 5.82
3 | Advance Transformer | ADVRLQ120TP | Electromagnetic Ballast, Trigger Start, 120V, 29W | 15 | EA | 10/PK | 80.42 | 12.2076 | 1/ea | 74.46 | 9.755 | 10 | 65.87 | 9.4674 | 1 | 65.87 | 10.73
4 | Advance Transformer | ICF2S26H1LDK 2-26W 120/277V | Electronic Ballast, CFL Lamp, Rapid Start, 120/277V, 54W | 50 | EA | 10/PK | 130.75 | 21.5848 | 1/ea | 135.92 | 17.92 | 10 | 114.61 | 17.815 | 1 | 114.61 | 20.8
5 | Advance Transformer | ADVICF2S42M2LDK | Electronic Ballast, CFL Lamp, Rapid Start, 120/277V, 93W | 100 | EA | 10/PK | 150.37 | 25.5556 | 1/ea | 145.92 | 20.375 | 10 | 123.31 | 19.7797 | 1 | 123.31 | 22.69
6 | Advance Transformer | RELB2S40SC35I | Electronic Ballast, F34T12 or F40T12 Lamps, Rapid Start, 120V | 50 | EA | 10/PK | 72.95 | 13.0221 | 1/ea | 70.49 | 10.395 | 10 | 59.83 | 10.0884 | 1 | 59.83 | 10.9
7 | Advance Transformer | ADVICN2TTP40SC35I | Electronic Ballast, J Lamp, Instant Start, 120/277V, 72W | 25 | EA | 10/PK | 118.47 | 27.2864 | 1/ea | 125.92 | 23.145 | 10 | 97.16 | 22.508 | 1 | 97.16 | 22.64
8 | Advance Transformer | ADVVEL2S40SC35I | Electronic Ballast, Rapid Start, T12 Lamp, 277V | 20 | EA | EA | 42.3 | 13.7858 | 1/ea | 100.66 | 11.05 | 10 | 97.78 | 10.5872 | 1 | 80.19 | 18.69
9 | Advance Transformer | QTP-2X32T8/UNV-IN-C | Electronic Ballast, T8 Lamp, Instant Start, 120/277 Volt, 59W | 50 | EA | EA | 44.72 | 11.8411 | 1/ea | 97.78 | 8.795 | 10 | 90.33 | 9.1824 | 1 | 90.33 | 11.03
10 | Advance Transformer | ADVICN2P32N35I | Electronic Ballast, T8 Lamp, Instant Start, 120/277V (1-2 lamps) | 300 | EA | 10/PK | 110.15 | 11.1182 | 1/ea | 97.78 | 8.795 | 10 | 90.33 | 8.9991 | 1 | 90.33 | 11.03
11 | Advance Transformer | ICN1P32N35I | Electronic Ballast, T8 Lamp, Instant Start, 120/277V (1 lamp) | 50 | EA | 10/PK | 110.15 | 11.8411 | 1/ea | 62.34 | 9.485 | 10 | 90.33 | 9.1824 | 1 | 90.33 | 11.03
12 | Advance Transformer | ICN4P32SC35I ELECTRONIC BALL | Electronic Ballast, T8 Lamp, Instant Start, 120/277V, 112W | 300 | EA | 10/PK | 134.6 | 14.6308 | 1/ea | 130.15 | 11.4 | 10 | 110.39 | 11.3405 | 1 | 110.39 | 13.83
13 | Advance Transformer | ADVICN3P32SC35I | Electronic Ballast, T8 Lamp, Instant Start, 120/277V, 85W | 200 | EA | 10/PK | 122.39 | 13.236 | 1/ea | 118.25 | 9.92 | 10 | 110.37 | 10.2614 | 1 | 100.37 | 12.6
14 | Advance Transformer | ICN2S40N35I | Electronic Ballast, T12 Lamp, Rapid Start, 120/277V (2 lamp) | 50 | EA | ea | 43.2 | 12.3094 | 1/ea | 100.66 | 11.05 | 10 | 85.44 | 12.9795 | 1 | 104.18 | 13.18
15 | Advance Transformer | ICN3TTP40SC35I | Electronic Ballast, CFL, Instant Start, 120/277V (3 lamp) | 50 | EA | ea | 52.6 | 28.8442 | 1/ea | 137.71 | 28.15 | 10 | 116.74 | 27.3842 | 1 | 142.53 | 29.8941
16 | Advance Transformer | 71A8271001D | HID Ballast Kit, Core And Coil, HPS Lamp, 250W | 100 | EA | 1/PK | 755.06 | 56.4564 | 1/ea | 699.12 | 46.55 | 10 | 619.22 | 46.5735 | 1 | 619.22 | 155.09
17 | Advance Transformer | 71A8453001D | HID Ballast Kit, Core And Coil, HPS Lamp, 400W | 20 | EA | 1/PK | 885.15 | 81.4011 | 1/ea | 819.59 | 64.9 | 10 | 725.91 | 63.0651 | 1 | 725.91 | 75.03
18 | Advance Transformer | 71A8753001 | HID Ballast Kit, Core And Coil, HPS Lamp, 1000W | 25 | EA | 1/PK | 1215.37 | 142.1948 | 1/ea | 1125.34 | 114.35 | 10 | 996.72 | 114.4334 | 1 | 996.72 | 110.86
19 | Advance Transformer | 71A5570001D | HID Ballast Kit, Probe Start, MH Lamp, 150/175W | 25 | EA | 1/PK | 276.45 | 39.4024 | 1/ea | 255.98 | 33.55 | 10 | 226.71 | 32.4946 | 1 | 226.71 | 38.35
20 | Advance Transformer | 71A6051001D | HID Ballast Kit, Probe Start, MH Lamp, 400W | 25 | EA | 1/PK | 478.27 | 57.0368 | 1/ea | 442.85 | 46.25 | 10 | 392.22 | 47.0316 | 1 | 392.22 | 53

## Ballast - NonCore
Ballast - NonCore
GRAYBAR
# | Item | Manufacturer | Manufacturer Catalog | Price List Dated | Price Column Used | % Discount
1 | Ballasts - Magnetic | ADVANCE | 163CC | 2010-08-02 | STANDARD CARTON | 72%
2 | Electronic Energy Saving Ballasts | ADVANCE | 163CC | 2010-08-02 | STANDARD CARTON | 77%
3 | H. I. D. Ballasts | ADVANCE | 163CC | 2010-08-02 | STANDARD CARTON | 71%
4 | Metal Halide Ballasts | ADVANCE | 163CC | 2010-08-02 | STANDARD CARTON | 71%
RUMSEY
# | Item | Manufacturer | Manufacturer Catalog | Price List Dated | Price Column Used | % Discount
1 | Ballasts - Magnetic | Advance | 163CC | 2010-08-02 | Standard Carton | 40%
2 | Electronic Energy Saving Ballasts | Advance | 163CC | 2010-08-02 | Standard Carton | 48%
3 | H. I. D. Ballasts | Advance | 163CC | 2010-08-02 | Standard Carton | 48%
4 | Metal Halide Ballasts | Advance | 163cc | 2010-08-02 | Standard Carton | 48%
UNITED
# | Item | Manufacturer | Manufacturer Catalog | Price List Dated | Price Column Used | % Discount
1 | Ballasts - Magnetic | ADVANCE | TRADE SERVICE | CURRENT | COL 3 | 65%
2 | Electronic Energy Saving Ballasts | ADVANCE | TRADE SERVICE | CURRENT | COL 3 | 72%
3 | H. I. D. Ballasts | ADVANCE | TRADE SERVICE | CURRENT | COL 3 | 65%
4 | Metal Halide Ballasts | ADVANCE | TRADE SERVICE | CURRENT | COL 3 | 65%
WESCO
# | Item | Manufacturer | Manufacturer Catalog | Price List Dated | Price Column Used | % Discount
1 | Ballasts - Magnetic | Advance |  | 2011-03-01 | T | 60%
2 | Electronic Energy Saving Ballasts | Advance |  | 2011-03-01 | T | 60%
3 | H. I. D. Ballasts | Advance |  | 2011-03-01 | T | 60%
4 | Metal Halide Ballasts | Advance |  | 2011-03-01 | T | 60%

## Electrical - Core
Electrical - Core
PRODUCT INFORMATION | [6 empty] | GRAYBAR | [6 empty] | RUMSEY | [6 empty] | UNITED | [5 empty] | WESCO
Line # | Category | Manuf. | Manuf. Part # | New Line Description | Qty | UOM | Manuf | Manuf Part # | Line Desc | UOM | Qty/UOM | List Price ($) | Bid Price ($) | Manuf | Manuf Part # | Line Desc | UOM | Qty/UOM | List Price ($) | Bid Price ($) | Manuf | Manuf Part # | Line Desc | Qty/UOM | List Price ($) | Bid Price ($) | Manuf | Manuf Part # | Line Desc | Qty/UOM | List Price ($) | Bid Price ($)
1 | Battery | Generic | 1209 | 6V Spring Fitting Battery | 1000 | EA | Rayovac | 944R | 6V spring battery | EA | EA | 10.44 | 2.89 | Rayovac | 6HD | 6V spring battery | EA | 1 | 4.32 | 1.46 |  |  | EXACT | EA | 5.32 | 1.8019 |  |  | EXACT | 1 | 5.32 | 2.96
2 | Battery | Eveready | UCCEN22 | 9V Battery | 2500 | EA | Rayovac | AL-9V | 9V BATTERY | EA | EA | 6 | 1.25 | Rayovac | AL9V | 9V alk battery | EA | 1 | 3.24 | 1.1 |  |  | EXACT | EA | 2.42 | 1.1605 |  |  | EXACT | 1 | 2.42 | 1
3 | Battery | Eveready | UCCEN91 | AA Battery | 12000 | EA | Rayovac | AL-AA | AA BATTERY | EA | EA | 2.01 | 0.32 | Rayovac | ALAA | AA alk battery | EA | 1 | 1.1 | 0.25 |  |  | EXACT | EA | 0.8 | 0.3054 |  |  | EXACT | 1 | 0.8 | 0.26
4 | Battery | Eveready | UCCEN92 | AAA Battery | 7000 | EA | Rayovac | AL-AAA | AAA BATTERY | EA | EA | 2.04 | 0.33 | Rayovac | ALAAA | AAA alk battery | EA | 1 | 1.2 | 0.25 |  |  | EXACT | EA | 0.84 | 0.32576 |  |  | EXACT | 1 | 0.84 | 0.28
5 | Battery | Eveready | UCCEN93 | C Battery | 1000 | EA | Rayovac | AL-C | C BATTERY | EA | EA | 3.03 | 0.58 | Rayovac | ALC | C alk battery | EA | 1 | 1.68 | 0.51 |  |  | EXACT | EA | 1.36 | 0.58026 |  |  | EXACT | 1 | 1.36 | 0.52
6 | Battery | Eveready | UCCEN95 | D Battery | 2000 | EA | Rayovac | AL-D | D BATTERY | EA | EA | 3.45 | 0.77 | RAYOVAC | ALD | D alk battery | EA | 1 | 2.1 | 0.61 |  |  | EXACT | EA | 1.48 | 0.74314 |  |  | EXACT | 1 | 1.48 | 0.65
7 | Cable | Generic | MC123MCTUFFCOIL M/C CABLE 12-3 | 12/3 Aluminum MC Cable | 3000 | FT |  |  | EXACT |  | FT | 2.22 | 0.99453 |  |  | EXACT |  | 1/FT | 4.3 | 1.015 |  |  | EXACT | FT | n/a | 0.74 |  |  | EXACT | 1 | 0 | 0.74
8 | Cable | Superior Essex | 244CAT5EDB | BBD Category 5e Outside Plant (OSP) cables | 2500 | FT |  |  | EXACT |  | FT | 1.19 | 0.22791 | OMNI | 244CAT5EDB | Cat5E OSP Cable | FT | 1 | 1.68 | 0.25 |  |  | EXACT | FT | n/a | 0.19 |  |  | EXACT | 1 | 0.68 | 0.38
9 | Cable | Generic | COAXRG59+182PVC | Cable - Black Coaxial Siamese, RG59 20AWG, 18/2 Copper Shield Power | 1000 | FT | [9 empty] | EXACT |  | 1/FT |  | 0.46 |  |  | EXACT | FT | n/a | 0.27 |  |  | EXACT | 1 | 0.61 | 0.37
10 | Cable | Generic | 244CAT3GYGEN | CAT3 communication cable | 1000 | FT | [9 empty] | EXACT |  | 1/FT |  | 0.099 |  |  | EXACT | FT | n/a | 0.1 |  |  | EXACT | 1 | 0.29 | 0.08
11 | Cable | Generic | 244CAT5EBEGEN | CAT5 E communication cable | 15000 | FT |  |  | EXACT |  | FT | 539.99 | 0.19854 |  |  | EXACT |  | 1/FT |  | 0.099 |  |  | EXACT | FT | n/a | 0.1 |  |  | EXACT | 1 | 0.29 | 0.08
12 | Cable | Generic | ACCUTECH390928GA3 HITACHI 39092 | CAT5 Shielded Riser, 1000' Box | 6 | BX |  |  | EXACT |  | BX | 1096.47 | 294.5101 |  |  | EXACT |  | 1/BX |  | 231
13 | Cable | OMNI | #24/1PRCROSSCONNECT CA | Direct Burial cable (Traffic) | 1000 | FT | BELDEN | 08690 05601003P18-CMG |  | EA | 1000 | NO LIST PRICE | 0.059043 |  |  | EXACT |  | 1/FT |  | 0.06 | [8 empty] | EXACT | 1 | 0 | 0.04
14 | Cable | OMNI | OMNIJ32401CC #24/1pr Cross Conn | Direct Burial cable (Traffic) | 1000 | FT |  |  | EXACT |  | FT | NO LIST PRICE | 0.058035 |  |  | EXACT |  | 1/FT |  | 0.06 | [8 empty] | EXACT | 1 | 0 | 0.04
15 | Cable | Generic | COAXRG6UBOX | Dual shielded RG6 with 18 gauge copper clad steel center conductor, a bonded APA foil shield, and 40% aluminum braid shield. For use in CCTV (closed circuit television) or CATV (community antenna television) applications | 5000 | FT | [9 empty] | EXACT |  | 1/FT |  | 0.08 |  |  | EXACT | FT | n/a | 0.06 |  |  | EXACT | 1 | 0.17 | 0.05
16 | Cable | Generic | 182SPT1BN | Lamp Cord, 18 Gauge, 18/2 SPT-1 | 1000 | FT |  |  | EXACT |  | FT | 192.13 | 0.22377 |  |  | EXACT |  | 1/FT | 0.656 | 0.195 |  |  | EXACT | FT | n/a | 0.19 |  |  | EXACT | 1 | 0.28 | 0.12
17 | Cable | Generic | MC102MCTUFFCOIL | MC TUFF® Lightweight Steel Cable 10-2 | 250 | FT |  |  | EXACT |  | FT | 1348.48 | 1.234 |  |  | EXACT |  | 1/FT | 2.128 | 1.135 |  |  | EXACT | FT | n/a | 1.12 |  |  | EXACT | 1 | 0 | 0.92
18 | Cable | Generic | MC122MCTUFFCOIL | MC TUFF® Lightweight Steel Cable 12-2 | 4000 | FT |  |  | EXACT |  | FT | 640 | 0.56239 |  |  | EXACT |  | 1/FT | 1 | 0.52 |  |  | EXACT | FT | n/a | 0.53 |  |  | EXACT | 1 | 0 | 0.43
19 | Cable | Coleman | COAXRG59PVC | RG59 CATV Coax Cable Non-Plenum 22CCS 40%AL CM Black | 1000 | FT | [9 empty] | EXACT |  | 1/FT |  | 0.18 |  |  | EXACT | FT | n/a | 0.06 |  |  | EXACT | 1 | 0.15 | 0.05
20 | Cable | Coleman | COAXRG6UPVC 92001-06-08 COAX RG | RG6/U 75 Ohm MATV- 1000' Reel | 4 | RL | BELDEN | 5339B5 | RG6U-NP | FT | FT |  | 0.16596 |  |  | EXACT |  | 1/FT |  | 0.72 |  |  | EXACT | RL | n/a | 47.5
21 | Cable | Southwire | RX122 | ROMEX NM-B 12AWG 2C W/GROUND | 3500 | FT | GENERIC | NMWG12-2250CN | ROMEX 12-2 | FT | FT | 1.773 | 0.48787 |  |  | EXACT |  | 1/FT | 1.52 | 0.435 |  |  | EXACT | FT | n/a | 0.46 |  |  | EXACT | 1 | 0.93 | 0.36
22 | Cable | Southwire | RX142 | ROMEX NM-B 14AWG 2C W/GROUND | 1000 | FT | GENERIC | NMWG142250CN | ROMEX 14-2 | FT | FT | 1.163 | 0.31999 |  |  | EXACT |  | 1/FT | 0.995 | 0.274 |  |  | EXACT | FT | n/a | 0.32 |  |  | EXACT | 1 | 0.61 | 0.24
23 | Cable | Generic | COAXRG6U500FTREEL | Single conductor, solid bare copper covered steel wire for use in CATV, MATV, class 2 circuits internal wiring, local area networks, and RF signal transmission | 1000 | FT |  |  | EXACT |  | FT |  | 0.10995 |  |  | EXACT |  | 1/FT |  | 0.725 |  |  | EXACT | FT | n/a | 0.06 |  |  | EXACT | 1 | 0.17 | 0.05
24 | Cable | Generic | FIBER22IP625MMPVC | Water-Blocked/Sunlight Resistant Indoor/Outdoor Tight Buffer Fiber Optic Cables – Riser Rated OFNR, TeraGain® 62.5/125 μm (220/600 Mhz-km) MMF | 1000 | FT | CORNING | 012K8-31130-29 | 12 STRAND INDOOR OUTDOOR MM FIBER | FT | FT | 1.38 | 1.4295 |  |  | EXACT |  | 1/FT |  | 0.785 | [8 empty] | EXACT | 1 | 0 | 0.19
25 | Cable | Generic |  | 10-2 AWG type UF cable (250 foot ) | 1 | CL |  |  | EXACT |  | 250/CL | 820 | 222.7305 |  |  | EXACT |  | 1/CL | 696.07 | 197.2 |  |  | EXACT | 250 FT CL | n/a | 206.625
26 | Cable | Generic |  | 10-3 AWG type UF cable ( 250 foot) | 1 | CL |  |  | EXACT |  | 250/CL | 1140 | 321.15 |  |  | EXACT |  | 1/CL | 975.18 | 274 |  |  | EXACT | 250 FT CL | n/a | 289.56
27 | Cable | Generic |  | 12-2 AWG type UF cable ( 250 foot) | 1 | CL |  |  | EXACT |  | 250/CL | 512.5 | 139.8531 |  |  | EXACT |  | 1/CL | 438.25 | 123.1 |  |  | EXACT | 250 FT CL | n/a | 130.131
28 | Cable | Generic |  | 12-3 AWG type UF cable ( 250 foot ) | 1 | CL |  |  | EXACT |  | 250/CL | 722.5 | 199.423 |  |  | EXACT |  | 1/CL | 619.5 | 174.75 |  |  | EXACT | 250 FT CL | n/a | 183.939
29 | Cable Tie | Thomas/Betts | MPNY-1000A-9-C | Cable Tie 1 1/8 x 1 1/8" Mounting Base Natural Nylon 6.6 Adhesive Mounting- For Use with Cable Ties Up to 50 lbs. | 500 | EA |  |  | EXACT |  | EA | 0.7563 | 0.082877 |  |  | EXACT |  | 1/EA | 0.47 | 0.152 |  |  | EXACT | EA | 0.47 | 0.12216 |  |  | EXACT | 1 | 0.48 | 0.12
30 | Cable Tie | Thomas/Betts | THBL7509C | Cable Tie 50lb 7" Natural All-Nylon 100 Per Bag | 100 | BG | [9 empty] | EXACT |  | 1/BG | 6.84 | 1.22 |  |  | EXACT | BG | 6.84 | 1.5881
31 | Cable Tie | Thomas/Betts | THBL7509M | Cable Tie 50lb 7" Natural All-Nylon 1000 Per Bag | 5 | BG | [9 empty] | EXACT |  | 1/BG | 63.1 | 12.2 |  |  | EXACT | BG | 6.31 | 1.4965
32 | Cable Tie | Thomas/Betts | TY25MX | Cable Tie 50lb 7" Ultraviolet Resistant Black Nylon with Stainless Steel Locking Device Bulk Pack | 1000 | EA |  |  | EXACT |  | EA | 0.5938 | 0.054899 |  |  | EXACT |  | 1/EA | 0.09 | 0.05 |  |  | EXACT | EA | 0.09 | 0.04072 |  |  | EXACT | 1 | 0.09 | 0.05
33 | Cable Tie | Thomas/Betts | TY525MX | Cable Tie 50lb 7" Ultraviolet Resistant Black Nylon with Stainless Steel Locking Device Distributor Pack | 750 | EA |  |  | EXACT |  | EA | 0.322 | 0.14504 |  |  | EXACT |  | 1/EA | 0.2 | 0.13 |  |  | EXACT | EA | 0.2 | 0.09162 |  |  | EXACT | 1 | 0.21 | 0.08
34 | Cable Tie | Thomas/Betts | TY526M | Cable Tie 30lb 11" Natural Nylon with Stainless Steel Locking Device Distributor Pack | 500 | EA |  |  | EXACT |  | EA | 0.44 | 0.19683 |  |  | EXACT |  | 1/EA | 0.28 | 0.173 |  |  | EXACT | EA | 0.28 | 0.12216 |  |  | EXACT | 1 | 0.28 | 0.15
35 | Cable Tie | Thomas/Betts | TY526MX | Cable Tie 30lb 11" Ultraviolet Resistant Black Nylon with Stainless Steel Locking Device Distributor Pack | 500 | EA |  |  | EXACT |  | EA | 0.5938 | 0.26521 |  |  | EXACT |  | 1/EA | 0.37 | 0.234 |  |  | EXACT | EA | 0.37 | 0.16288 |  |  | EXACT | 1 | 0.38 | 0.17
36 | Cable Tie | Thomas/Betts | THBL-11-50-9-C | Cable Tie 50lb 11" Natural All-Nylon 100 Per Bag | 5 | BG |  |  | EXACT |  | EA | 24.46 | 2.7246 |  |  | EXACT |  | 1/BG | 15.29 | 2.56 |  |  | EXACT | BG | 15.29 | 3.563
37 | Cable Tie | Thomas/Betts | TY527MX | Cable Tie 120lb 13" Ultraviolet Resistant Black Nylon with Stainless Steel Locking Device Distributor Pack | 750 | EA |  |  | EXACT |  | EA | 1.0976 | 0.49094 |  |  | EXACT |  | 1/EA | 0.69 | 0.465 |  |  | EXACT | EA | 0.68 | 0.29522 |  |  | EXACT | 1 | 0.69 | 0.35
38 | Conduit | Allied | EMTC050 | EMT Conduit, 1/2" | 900 | FT |  |  | EXACT |  | FT | 0.59 | 0.25525 |  |  | EXACT |  | 1/FT | 1.01 | 0.24 |  |  | EXACT | FT | n'a | 0.22 |  |  | EXACT | 1 | 0.86 | 0.18
39 | Conduit | Allied | EMTC075 | EMT Conduit, 3/4" | 1500 | FT |  |  | EXACT |  | FT | 1.19 | 0.52832 |  |  | EXACT |  | 1/FT | 2.1 | 0.475 |  |  | EXACT | FT | n/a | 0.3 |  |  | EXACT | 1 | 1.71 | 0.36
40 | Conduit | Allied | ALC400 | Rigid Alminum Conduit, 4" | 1500 | FT |  |  | EXACT |  | FT | 30.23 | 15.3323 |  |  | EXACT |  | 1/FT |  | 13.15 |  |  | EXACT | FT | n/a | 13.12 |  |  | EXACT | 1 | 25.62 | 11.2
41 | Conduit | Generic | PVC075 | Schedule 40 Extra Heavy Duty PVC Conduit, 3/4" | 1500 | FT |  |  | EXACT |  | FT | 0.34 | 0.18647 |  |  | EXACT |  | 1/FT |  | 0.132 |  |  | EXACT | FT | n/a | 0.18 |  |  | EXACT | 1 | 0.3 | 0.13
42 | Conduit | Generic | PVC100 | Schedule 40 Heavy Duty PVC Conduit, 1" | 250 | FT |  |  | EXACT |  | FT | 0.5 | 0.26935 |  |  | EXACT |  | 1/FT |  | 1.925 |  |  | EXACT | FT | n/a | 0.27 |  |  | EXACT | 1 | 0.44 | 0.19
43 | Conduit | Generic | PVC125 | Schedule 40 Heavy Duty PVC Conduit, 1 1/4" | 200 | FT |  |  | EXACT |  | FT | 0.7215 | 0.39367 |  |  | EXACT |  | 1/FT |  | 0.295 |  |  | EXACT | FT | n/a | 0.36 |  |  | EXACT | 1 | 0.63 | 0.27
44 | Conduit | Generic | PVC200 | Schedule 40 Heavy Duty PVC Conduit, 2" | 3000 | FT |  |  | EXACT |  | FT | 1.0612 | 0.58035 |  |  | EXACT |  | 1/FT |  | 0.395 |  |  | EXACT | FT | n/a | 0.54 |  |  | EXACT | 1 | 0.93 | 0.4
45 | Contactor | Square D |  | Contactor, 2 pole, 240V, 30amp | 10 | EA | SQUARE D | 8910DPA32V09 | Contactor, 2 pole, 240V, 30amp | EA | EA | 55 | 29.6287 | ALLEN BRADLEY | 400DP30ND2 | 2P 30Amp 240v disc | EA | 1 | 63.3 | 49.5 |  |  | EXACT | EA | 71 | 41.66 |  |  | EXACT | 1 | 401.85 | 204.04
46 | Contactor | Square D | 8910DPA62V09 | Contactor, 2 pole, 240V, 60amp | 10 | EA |  |  | EXACT |  | ea | 185 | 114.2879 | ALLEN BRADLEY | 400DP60NA3 | 2P 60Amp 240v Disc | EA | 1 | 210 | 164.25 |  |  | EXACT | EA | 185 | 91.39 |  |  | EXACT | 1 | 120.62 | 108.56
47 | Contactor | Square D |  | Contactor, 2 pole, 600V, 30amp | 10 | EA | SQUARE D | 8910DPA32V09 | Contactor, 2 pole, 600V, 30amp | EA | EA | 55 | 43.8421 | ALLEN BRADLEY | 400DP30ND2 | 2P 30Amp 600v disc | EA | 1 | 63.3 | 49.5 |  |  | EXACT | EA | 71 | 41.66 |  |  | EXACT | 1 | 401.85 | 204.04
48 | Contactor | Square D |  | Contactor, 2 pole, 600V, 60amp | 10 | EA | SQUARE D | 8910DPA62V09 | contactor | EA | EA | 185 | 114.2873 | ALLEN BRADLEY | 400DP60NA3 | 2P 60Amp 600v disc | EA | 1 | 210 | 164.25 |  |  | EXACT | EA | 185 | 108.56 |  |  | EXACT | 1 | 760 | 385.89
49 | Cord | Generic | SJO 12AWG 3C 600V Cord | Type SJO 12-3 Rubber Cord | 250 | FT | GENERIC | SO12AWG3C600V | TYPE SO1203 RUBBERCORD | FT | FT | 2.78 | 1.3363 |  |  | EXACT |  | 1/FT |  | 0.935 |  |  | EXACT | FT | N/A | 0.9 |  |  | EXACT | 1 | 1.26 | 0.5
50 | Cord | Generic |  | SJO Portable cord # 12-3 300 volt | 250 | FT |  |  | EXACT |  | FT | 3.24 | 1.0256 |  |  | EXACT |  | 1/FT |  | 0.935 |  |  | EXACT | FT | N/A | 0.9 |  |  | EXACT | 1 | 1.26 | 0.5
51 | Cord | Generic |  | SJO Portable cord # 14-3 300 volt | 250 | FT |  |  | EXACT |  | FT | 2.29 | 0.69407 |  |  | EXACT |  | 1/FT |  | 0.665 |  |  | EXACT | FT | N/A | 0.61 |  |  | EXACT | 1 | 0.78 | 0.48
52 | Cord | Generic |  | SJO Portable cord # 10-3 300 volt | 250 | FT |  |  | EXACT |  | FT | 3.58 | 1.5643 |  |  | EXACT |  | 1/FT |  | 1.84 |  |  | EXACT | FT | N/A | 1.07 |  |  | EXACT | 1 | 1.92 | 0.75
53 | Cord | Generic |  | SJO Portable cord # 8-3 300 volt | 250 | FT |  | SOOW-8-3-BLK | 8-3 SO | FT | FT | 3.1 | 2.4863 |  |  | EXACT |  | 1/FT | 8.87 | 2.54 |  |  | EXACT | FT | N/A | 3 |  |  | EXACT | 1 | 3.1 | 1.26
54 | Cord | Generic |  | SJO Portable cord # 8-4 300 volt | 250 | FT |  | SOOW-8-4-BLK | 8-4 SO | FT | FT | 10.84 | 3.2839 |  |  | EXACT |  | 1/FT | 10.98 | 3.14 |  |  | EXACT | FT | N/A | 2.9 |  |  | EXACT | 1 | 3.94 | 1.68
55 | Fixture | Lithonia | D2AV2 MDM | Fluorescent Fixture | 20 | EA |  |  | EXACT |  | EA | N/A | 70.7462 |  |  | EXACT |  | 1/EA | 310 | 73.25 |  |  | EXACT | EA | 192.49 | 113.35 |  |  | EXACT | 1 | 192.49 | 111.18
56 | Fixture | Lithonia | ELM2 | Two Light Optic Emergency Light | 100 | EA |  |  | EXACT |  | EA | 70.94 | 34.9531 |  |  | EXACT |  | 1/EA | 99.5 | 34.11 |  |  | EXACT | EA | 117.67 | 39 |  |  | EXACT | 1 | 117.67 | 41.0941
57 | Fixture | Dual Lite | LTURW3 | Combination Emergency Light/Exit Sign | 10 | EA |  |  | EXACT |  | EA |  | 93.8068 |  |  | EXACT |  | 1/EA | 210 | 82.01 |  |  | EXACT | EA | 149 | 87.2 |  |  | EXACT | 1 | 154 | 89.4941
58 | Fixture | Cooper Brand | OVF 25SWN3DT4 | 250 watt high pressure sodium light fixture | 200 | EA |  |  | EXACT |  | EA |  | 221.0858 |  |  | EXACT |  | 1/EA |  | 190.15 | [8 empty] | EXACT | 1 |  | 202.28
59 | Fixture | Cooper Brand | OVY 25SWN3ET4 | 250 watt high pressure sodium light fixture | 200 | EA |  |  | EXACT |  | EA |  | 242.5718 |  |  | EXACT |  | 1/EA |  | 209.11 | [8 empty] | EXACT | 1 |  | 202.28
60 | Fixture | Cooper Brand | OVY 40SWN3ET4 | 400 watt high pressure sodium light fixture | 200 | EA |  |  | EXACT |  | EA |  | 246.3531 |  |  | EXACT |  | 1/EA |  | 212.45 | [8 empty] | EXACT | 1 |  | 225
61 | Fixture | GE Brand | M2AR25S0A2GMS32 | G.E. / M250A Power Door (M2AR25S0A2GMS32) light fixture | 200 | EA |  |  | EXACT |  | EA | 650 | 210.9851 |  |  | EXACT |  | 1/EA |  | 181.95 | [8 empty] | EXACT | 1 | 650 | 455
62 | Fixture | GE Brand | MDRL40S0A22RMS32 | G.E. / M400A Power Door (MDRL40S0A22RMS32) light fixture | 200 | EA |  |  | EXACT |  | EA | 723 | 276.6758 |  |  | EXACT |  | 1/EA |  | 238.6 | [8 empty] | EXACT | 1 | 732 | 512.4
63 | Fixture | Union Metal | HADR52BCNAIADND180SE | Lighting Fixture ( black decorative) | 10 | EA |  |  | EXACT |  | EA |  | 947.527 |  |  | EXACT |  | 1/EA |  | 839.95 | [8 empty] | EXACT | 1 |  | 857.96
64 | Fixture | Union Metal | HADP216518A | Lighting Pole ( black decorative) | 10 | EA |  |  | EXACT |  | EA |  | 1860.95 |  |  | EXACT |  | 1/EA |  | 1649.55 | [8 empty] | EXACT | 1 |  | 1679.55
65 | Fixture | Union Metal | HADPTH2720P3A | Lighting Pole Arm Bracket (black decorative) | 10 | EA |  |  | EXACT |  | EA |  | 1066.2881 |  |  | EXACT |  | 1/EA |  | 945.25 | [8 empty] | EXACT | 1 |  | 964.78
66 | Fixture | Union Metal | A2849Y1N | Transformer Bases Aluminum ( Union Metal) | 200 | EA |  |  | EXACT |  | EA |  | 442.182 |  |  | EXACT |  | 1/EA |  | 392.05 | [8 empty] | EXACT | 1 |  | 404.55
67 | Fuse | Generic | FUS60602J | Fuse Block, 60 Amps, 600 Volts, Number of Poles 3 | 1 | EA | BUSSMAN | J60060-2C | FUSEBLOCK 600A600V 2P | EA | EA | 66.72 | 24.511 |  |  | EXACT |  | 1/EA | 66.31 | 22.1 |  |  | EXACT | EA | 47.02 | 23.84 |  |  | EXACT | 1 | 47.02 | 15.22
68 | Fuse | Generic | FUSATQ10 | 10 AMP 600V Fast Acting Fuse | 100 | EA | BUSSMAN | FNQ-10 | 10A600V FAST ACTING FUSE | EA | EA | 26.38 | 10.484 |  |  | EXACT |  | 1/EA | 24.69 | 6.52 |  |  | EXACT | EA | 17.17 | 7.92 |  |  | EXACT | 1 | 17.17 | 6
69 | Fuse | Generic | Gould #TRM-10 | 10 AMP 250V Fast acting fuse | 100 | EA | BUSSMAN | FNM-10 | 10A250V FUSE | EA | EA | 9.18 | 3.6362 |  |  | EXACT |  | 1/EA | 8.58 | 2.26 |  |  | EXACT | EA | 5.97 | 2.76 |  |  | EXACT | 1 | 5.97 | 2.09
70 | Fuse | Generic | Gould TRS100R | Time Delay Safety Fuse 600 volt 100 amp | 1 | EA | BUSSMAN | FRSR-100 | 100A 600V | EA | EA | 77.93 | 26.5414 |  |  | EXACT |  | 1/EA | 72.94 | 19.16 |  |  | EXACT | EA | 16.22 | 23.39 |  |  | EXACT | 1 | 50.74 | 14.42
71 | Wire | Coleman | THR182C 55302-05-07 THERMOSTAT | 18/2, Brown Vinyl, Thermostat Wire, Bell & Intercom, Jacketed, Solid Conductor, 30V Maximum | 2000 | FT |  |  | EXACT |  | FT | 0.45589 | 0.14504 |  |  | EXACT |  | 1/FT | 0.44 | 0.13 |  |  | EXACT | FT | N/A | 0.1 |  |  | EXACT | 1 | 0.32 | 0.08
72 | Wire | Coleman | PLE182SHLFIREA 85802-06-04 FIRE | 18AWG SHIELDED FPLP SOLID PLENUM 300V RED | 1000 | FT |  |  | EXACT |  | FT | 0.60276 | 0.19683 |  |  | EXACT |  | 1/FT |  | 0.13 |  |  | EXACT | FT | N/A | 0.17 |  |  | EXACT | 1 | 0.44 | 0.13
73 | Wire | Coleman | PLE182UNS 71902-06-23 POWER LIM | 18AWG UN-SHIELDED PLENUM STRANDED 300V WIRE | 3000 | FT |  |  | EXACT |  | FT | 0.50793 | 0.16575 |  |  | EXACT |  | 1/FT |  | 0.13 |  |  | EXACT | FT | N/A | 0.14 |  |  | EXACT | 1 | 0.37 | 0.11
74 | Wire | Generic | TEL241PRBL/WHT | TEL241PRbl/wht Superior Essex | 2000 | FT |  |  | EXACT |  | FT |  | 0.041439 |  |  | EXACT |  | 1/FT |  | 0.525 | [8 empty] | EXACT | 1 |  | 0.04
75 | Wire | Generic | TEL241PRRD/WHT | TEL241PRrd/wht Superior Essex | 2000 | FT |  |  | EXACT |  | FT |  | 0.041439 |  |  | EXACT |  | 1/FT |  | 0.525 | [8 empty] | EXACT | 1 |  | 0.04
76 | Wire | Generic | WTFFN16STR | TFFN Stranded Wire, 16 AWG, All Colors | 500 | FT | [9 empty] | EXACT |  | 1/FT | 161.18 | 0.09 |  |  | EXACT | FT | N/A | 0.1 |  |  | EXACT | 1 | 0.2 | 0.1
77 | Wire | Generic | TFFN18SOL | TFFN Solid Wire, 18 AWG, All Colors | 500 | FT | [9 empty] | EXACT |  | 1/FT |  | 0.065 |  |  | EXACT | FT | N/A | 0.07 |  |  | EXACT | 1 | 0.22 | 0.11
78 | Wire | Generic | THHN2STR | THHN Stranded Wire, 2 AWG, All Colors | 1000 | FT | [9 empty] | EXACT |  | 1/FT | 5449.42 | 1.525 |  |  | EXACT | FT | N/A | 1.56 |  |  | EXACT | 1 | 3.69 | 1.3
79 | Wire | Generic | THHN3STR | THHN Stranded Wire, 3 AWG, All Colors | 1000 | FT | [9 empty] | EXACT |  | 1/FT | 4342.19 | 1.22 |  |  | EXACT | FT | N/A | 1.25 |  |  | EXACT | 1 | 2.94 | 1
80 | Wire | Generic | THHN4STR | THHN Stranded Wire, 4 AWG, All Colors | 2500 | FT | [9 empty] | EXACT |  | 1/FT | 3448.9 | 0.965 |  |  | EXACT | FT | N/A | 0.99 |  |  | EXACT | 1 | 2.34 | 0.82
81 | Wire | Generic | THHN6STR | THHN Stranded Wire, 6 AWG, All Colors | 2000 | FT | [9 empty] | EXACT |  | 1/FT | 2189.67 | 0.615 |  |  | EXACT | FT | N/A | 0.99 |  |  | EXACT | 1 | 1.49 | 0.51
82 | Wire | Generic | WTHN10SOL | THWN Solid Wire, 10AWG, All Colors | 3000 | FT | [9 empty] | EXACT |  | 1/FT | 415.76 | 0.225 |  |  | EXACT | FT | N/A | 0.24 |  |  | EXACT | 1 | 0.51 | 0.19
83 | Wire | Generic | WTHN12SOL | THWN Solid Wire, 12 AWG, All Colors | 5000 | FT | [9 empty] | EXACT |  | 1/FT | 262.97 | 0.15 |  |  | EXACT | FT | N/A | 0.15 |  |  | EXACT | 1 | 0.33 | 0.12
84 | Wire | Generic | WTHN14SOL | THWN Solid Wire, 14 AWG, All Colors | 3000 | FT | [9 empty] | EXACT |  | 1/FT | 174.31 | 0.096 |  |  | EXACT | FT | N/A | 0.1 |  |  | EXACT | 1 | 0.2 | 0.08
85 | Wire | Generic | WTHN2STR | THWN Stranded Wire, 2 AWG, All Colors | 18000 | FT | [9 empty] | EXACT |  | 1/FT | 5449.42 | 1.525 |  |  | EXACT | FT | N/A | 1.56 |  |  | EXACT | 1 | 3.69 | 1.3
86 | Wire | Generic | WTHN20STRBKR | THWN Stranded Wire, 2/0 AWG, Black | 2000 | FT | [9 empty] | EXACT |  | 1/FT | 8765 | 3.345 |  |  | EXACT | FT | N/A | 6 |  |  | EXACT | 1 | 7.34 | 2.59
87 | Wire | Generic | WTHN6STR | THWN Stranded Wire, 6 AWG, All Colors | 10000 | FT | [9 empty] | EXACT |  | 1/FT | 2189.61 | 0.615 |  |  | EXACT | FT | N/A | 0.63 |  |  | EXACT | 1 | 1.49 | 0.51
88 | Wire | Generic | WTHN8STR | THWN Stranded Wire, 8 AWG, All Colors | 4500 | FT | [9 empty] | EXACT |  | 1/FT | 1423.16 | 0.399 |  |  | EXACT | FT | N/A | 0.41 |  |  | EXACT | 1 | 0.87 | 0.33
89 | Wire | Generic | WTHN10STR | THWN Stranded Wire, 10AWG, All Colors | 13000 | FT | [9 empty] | EXACT |  | 1/FT | 415.76 | 0.26 |  |  | EXACT | FT | N/A | 0.28 |  |  | EXACT | 1 | 0.58 | 0.22
90 | Wire | Generic | WTHN12STR | THWN Stranded Wire, 12 AWG, All Colors | 12500 | FT | [9 empty] | EXACT |  | 1/FT | 262.97 | 0.168 |  |  | EXACT | FT | N/A | 0.18 |  |  | EXACT | 1 | 0.38 | 0.14
91 | Wire | Generic | WTHN14STR | THWN Stranded Wire, 14 AWG, All Colors | 3000 | FT | [9 empty] | EXACT |  | 1/FT | 174.31 | 0.109 |  |  | EXACT | FT | N/A | 0.12 |  |  | EXACT | 1 | 0.25 | 0.09
92 | Wire | Generic | USE-2 # 6 AWG | USE-2 Stranded # 6 Wire Black | 2000 | FT | [9 empty] | EXACT |  | 1/FT | 445 | 0.185 |  |  | EXACT | FT | N/A | 0.6 |  |  | EXACT | 1 | 2.38 | 0.93
93 | Wire | Generic | USE-2 # 4 AWG | USE-2 Stranded # 4 Wire Black | 2000 | FT | [9 empty] | EXACT |  | 1/FT | 511 | 0.22 |  |  | EXACT | FT | N/A | 0.67 |  |  | EXACT | 1 | 3.6 | 1.4
94 | Wire | Generic | USE-2 # 2 AWG | USE-2 Stranded # 2 Wire Black | 2000 | FT | [9 empty] | EXACT |  | 1/FT | 707 | 0.295 |  |  | EXACT | FT | N/A | 2.29 |  |  | EXACT | 1 | 5.84 | 2.27
95 | Wire | Generic | USE-2 # 1/0 AWG | USE-2 Stranded # 1/0 Wire Black | 2000 | FT | [9 empty] | EXACT |  | 1/FT | 1210 | 0.51 |  |  | EXACT | FT | N/A | 3.5 |  |  | EXACT | 1 | 8.95 | 3.83
96 | Wire | Generic | USE-2 # 2/0 AWG | USE-2 Stranded # 2/0 Wire Black | 2000 | FT | [9 empty] | EXACT |  | 1/FT | 1420 | 0.59 |  |  | EXACT | FT | N/A | 4.39 |  |  | EXACT | 1 | 12.38 | 4.81
97 | Wiring Device | Generic | METJGSH20 | 10/32X3/8 Grounding Screw | 750 | EA |  |  | EXACT |  | EA | 0.07 | 0.041439 |  |  | EXACT |  | 1/EA |  | 0.04 |  |  | EXACT | EA | 0.07 | 0.04 |  |  | EXACT | 1 | 0.05 | 0.03
98 | Wiring Device | Generic | 1000 #0 ANTI SHORT | Anti - Short Bushing, Size # 0 | 850 | EA |  |  | EXACT |  | EA | 0.38 | 0.072518 |  |  | EXACT |  | 1/EA | 0.132 | 0.04 |  |  | EXACT | EA | 0.03 | 0.02 |  |  | EXACT | 1 | 11.11 | 1.83
99 | Wiring Device | 3M | 3M WIRE CONNECTOR | Connector - Electrical Spring 312, Yellow | 1000 | EA |  |  | EXACT |  | EA | 0.12 | 0.062107 |  |  | EXACT |  | 1/EA | 0 | 0.0405 |  |  | EXACT | EA | 0.09 | 0.08 |  |  | EXACT | 1 | 0.1 | 0.08
100 | Wiring Device | Ideal | 301032J | Connector - InSure Push-In 32, Red | 1000 | EA |  |  | EXACT |  | EA | 0.0853 | 0.082877 |  |  | EXACT |  | 1/EA | 0.09 | 0.0729 |  |  | EXACT | EA | 0.12 | 0.01 |  |  | EXACT | 1 | 0.09 | 0.08
101 | Wiring Device | Ideal | IDL30-341-J | Connector - Twister 341, Tan | 1500 | EA |  |  | EXACT |  | EA | 0.1112 | 0.082877 |  |  | EXACT |  | 1/EA | 0.12 | 0.07 |  |  | EXACT | EA | 0.12 | 0.07 |  |  | EXACT | 1 | 0.12 | 0.08
102 | Wiring Device | Ideal | IDL30642 | Connector - Twister 342, Gray | 1000 | EA |  |  | EXACT |  | EA | 0.22 | 0.17611 |  |  | EXACT |  | 1/EA | 0.23 | 0.1525 |  |  | EXACT | EA | 0.23 | 0.16 |  |  | EXACT | 1 | 0.23 | 0.15
103 | Wiring Device | Ideal | IDL30651 | Connector - WingNut 451, Yellow | 500 | EA |  |  | EXACT |  | EA | 0.093 | 0.072518 |  |  | EXACT |  | 1/EA | 0.09 | 0.07 |  |  | EXACT | EA | 0.1 | 0.07 |  |  | EXACT | 1 | 0.1 | 0.06
104 | Wiring Device | Ideal | IDL30652 | Connector - WingNut 452, Red | 500 | EA |  |  | EXACT |  | EA | 0.119 | 0.093237 |  |  | EXACT |  | 1/EA | 0.12 | 0.08 |  |  | EXACT | EA | 0.12 | 0.07 |  |  | EXACT | 1 | 0.12 | 0.08
105 | Wiring Device | Ideal | IDL30441J | Connector - Wirenut 341 Twister, Tan | 1500 | EA |  |  | EXACT |  | EA | 0.1172 | 0.1036 |  |  | EXACT |  | 1/EA | 0.12 | 0.08 |  |  | EXACT | EA | 0.12 | 0.09 |  |  | EXACT | 1 | 0.12 | 0.08
106 | Wiring Device | Ideal | IDL30071 | Connector - Wirenut 71B, Gray | 1500 | EA |  |  | EXACT |  | EA | 0.07393 | 0.062158 |  |  | EXACT |  | 1/EA | 0.08 | 0.04 |  |  | EXACT | EA | 0.74 | 0.05 |  |  | EXACT | 1 | 0.08 | 0.05
107 | Wiring Device | Ideal | IDL30072 | Connector - Wirenut 72B, Blue | 5000 | EA |  |  | EXACT |  | EA | 0.83 | 0.79212 |  |  | EXACT |  | 1/EA | 0.09 | 0.06 |  |  | EXACT | EA | 0.09 | 0.06 |  |  | EXACT | 1 | 0.08 | 0.05
108 | Wiring Device | Ideal | IDL30073 | Connector - Wirenut 73B, Orange | 750 | EA |  |  | EXACT |  | EA | 0.09621 | 0.082877 |  |  | EXACT |  | 1/EA | 0.1 | 0.07 |  |  | EXACT | EA | 0.1 | 0.06 |  |  | EXACT | 1 | 0.1 | 0.06
109 | Wiring Device | Ideal | 30074/30274 | Connector - Wirenut 74B, Yellow | 400 | EA |  |  | EXACT |  | EA | 0.11043 | 0.082877 |  |  | EXACT |  | 1/EA | 0.11 | 0.07 |  |  | EXACT | EA | 0.11 | 0.07 |  |  | EXACT | 1 | 0.12 | 0.07
110 | Wiring Device | Ideal | IDL30276 | Connector - Wirenut 76B, Red | 250 | EA |  |  | EXACT |  | EA | 0.12018 | 0.093237 |  |  | EXACT |  | 1/EA | 0.12 | 0.08 |  |  | EXACT | EA | 0.12 | 0.08 |  |  | EXACT | 1 | 0.13 | 0.08
111 | Wiring Device | Thomas/Betts | 54740 | Connector - C Tap Compression | 50 | EA |  |  | EXACT |  | EA | 15.26 | 5.9672 |  |  | EXACT |  | 1/EA | 9.54 | 4.72 |  |  | EXACT | EA | 9.54 | 4.48 |  |  | EXACT | 1 | 9.54 | 4.76
112 | Wiring Device | Thomas/Betts |  | Connector - #10 T&B unisulated butt splices (long barrel) 2 way splice | 100 | EA |  |  | EXACT |  | EA | 1.01 | 0.35223 |  |  | EXACT |  | 1/EA | 0.63 | 0.405 |  |  | EXACT | EA | 0.64 | 0.4 |  |  | EXACT | 1 | 0.64 | 0.27
113 | Wiring Device | Thomas/Betts |  | Connector - #8 T&B unisulated butt splices (long barrel) copper only 2 way splice | 100 | EA |  |  | EXACT |  | EA | 6.24 | 1.3261 |  |  | EXACT |  | 1/EA | 3.9 | 1.315 |  |  | EXACT | EA | 3.91 | 0.66 |  |  | EXACT | 1 | 3.91 | 1.17
114 | Wiring Device | Thomas/Betts |  | Connector - #6 T&B unisulated butt splices (long barrel) copper only 2 way splice | 100 | EA |  |  | EXACT |  | EA | 13.73 | 3.5737 |  |  | EXACT |  | 1/EA | 8.58 | 3.515 |  |  | EXACT | EA | 8.59 | 1.76 |  |  | EXACT | 1 | 3.91 | 1.17
115 | Wiring Device | Thomas/Betts |  | Connector - #4 T&B unisulated butt splices (long barrel) copper only 2 way splice | 100 | EA |  |  | EXACT |  | EA | 7.32 | 1.5643 |  |  | EXACT |  | 1/EA | 4.57 | 1.535 |  |  | EXACT | EA | 4.58 | 0.81 |  |  | EXACT | 1 | 3.91 | 1.17
116 | Wiring Device | Thomas/Betts |  | Connector - #2 T&B unisulated butt splices (long barrel) copper only 2 way splice | 100 | EA |  |  | EXACT |  | EA | 20.53 | 5.3453 |  |  | EXACT |  | 1/EA | 12.83 | 5.245 |  |  | EXACT | EA | 12.83 | 2.65 |  |  | EXACT | 1 | 3.91 | 1.17
117 | Wiring Device | Generic | Wire Size - AWG # 10 -AWG #6 | Copper Split bolt connector | 50 | EA |  |  | EXACT |  | EA | 4.73 | 1.6678 |  |  | EXACT |  | 1/EA | 4.73 | 1.595 |  |  | EXACT | EA | 4.49 | 1.85 |  |  | EXACT | 1 | 4.48 | 1.48
118 | Wiring Device | Generic | Wire Size - AWG # 4 -AWG #2 | Copper Split bolt connector | 50 | EA |  |  | EXACT |  | EA | 9.19 | 3.2425 |  |  | EXACT |  | 1/EA | 9.19 | 2.975 |  |  | EXACT | EA | 8.82 | 4 |  |  | EXACT | 1 | 4.48 | 1.48
119 | Wiring Device | Generic | Wire Size - AWG # 2 -AWG #2/0 | Copper Split bolt connector | 50 | EA |  |  | EXACT |  | EA | 19.15 | 6.7752 |  |  | EXACT |  | 1/EA | 19.15 | 6.185 |  |  | EXACT | EA | 19.62 | 8.88 |  |  | EXACT | 1 | 4.48 | 1.48
120 | Wiring Device | Generic | Wire Size - AWG # 2/0 -AWG #4/0 | Copper Split bolt connector | 50 | EA |  |  | EXACT |  | EA | 30.55 | 10.8155 |  |  | EXACT |  | 1/EA | 30.55 | 9.945 |  |  | EXACT | EA | 24.45 | 11.07 |  |  | EXACT | 1 | 4.48 | 1.48
121 | Wiring Device | Generic | FST100 | Emerson cable staples | 1000 | EA |  |  | EXACT |  | EA | 0.03 | 0.020719 |  |  | EXACT |  | 1/EA | 0.08 | 0.03 |  |  | EXACT | EA | 0.03 | 0.02 |  |  | EXACT | 1 | 0.02 | 0.02
122 | Wiring Device | Generic | GAB701 | I 1/2 Inch electrical knock out seal | 1000 | EA |  |  | EXACT |  | EA | 9.4 | 2.5174 |  |  | EXACT |  | 1/EA | 1.95 | 1.025 |  |  | EXACT | EA | 0.56 | 0.4 |  |  | EXACT | 1 | 0.57 | 0.36
123 | Wiring Device | Neptco | WP900P/3 | Polyester Direct Burial Pulling Tape | 3000 | EA |  |  | EXACT |  | EA | 233.65 | 141.0371 |  |  | EXACT |  | 1/RL |  | 223.245 | [8 empty] | EXACT | 1 | 309.36 | 229.3
124 | Wiring Device | Ideal | IDL30-352J | PowerPlug® Luminaire Disconnect, 2-Wire Standard Version | 400 | EA |  |  | EXACT |  | EA | 0.82 | 0.63504 |  |  | EXACT |  | 1/EA | 0.82 | 0.605 |  |  | EXACT | EA | 0.82 | 0.56 |  |  | EXACT | 1 | 0.82 | 0.45
125 | Wiring Device | Generic | PVC C100 | PVC Coupling, 1" | 1000 | EA |  |  | EXACT |  | EA | 0.9424 | 0.21755 |  |  | EXACT |  | 1/EA | 0.5122 | 0.155 |  |  | EXACT | EA | 2.63 | 0.18 |  |  | EXACT | 1 | 0.59 | 0.14
126 | Wiring Device | Ideal | IDL303365 | Tail with Loop & Ground Screw and Stripped End, 12 AWG solid, 6.5" | 500 | EA |  |  | EXACT |  | EA | 0.2145 | 0.20719 |  |  | EXACT |  | 1/EA | 0.28 | 0.245 |  |  | EXACT | EA | 0.22 | 0.22 |  |  | EXACT | 1 | 0.22 | 0.15
127 | Wiring Device | 3M | 80-6109-8156-7 | Inline Resin Splice Kit 82-A1, Up to 2 AWG | 25 | BX | 3m | 82-A1 | INLINE RESIN SPLICE KIT | EA | EA | 31.99 | 23.3623 |  |  | EXACT |  | 1/BX | 31.88 | 21.645 |  |  | EXACT | BX OF 25 | 25.13 | 19.45 |  |  | EXACT | 1 | 25.13 | 19.86
128 | Wiring Device | 3M | 80-6109-8157-5 | Inline Resin Splice Kit 82-A2, 2-3/0 AWG | 25 | BX | 3M | 82-A2 | INLINE RESIN SPLICE KIT | EA | EA | 50.84 | 47.6087 |  |  | EXACT |  | 1/BX | 50.84 | 34.495 |  |  | EXACT | BX OF 25 | 40.09 | 22.6 |  |  | EXACT | 1 | 40.09 | 31.65
129 | Wiring Device | Hubbell | Hbl 5266 C | 15A 125V 5-15P Black INSULGRIP Strgt Bld Plug | 25 | EA |  |  | EXACT |  | EA | 14.5 | 7.3864 |  |  | EXACT |  | 1/EA | 14.5 | 3.945 |  |  | EXACT | EA | 11.25 | 3.8 |  |  | EXACT | 1 | 11.25 | 8.86
130 | Wiring Device | Hubbell | Hbl 5369 C | 20A 125V 5-20R Black/Wht Insulgrip Series Conntr Body | 25 | EA |  |  | EXACT |  | EA | 32.7 | 16.9899 |  |  | EXACT |  | 1/EA | 32.7 | 8.985 |  |  | EXACT | EA | 25.3 | 8.65 |  |  | EXACT | 1 | 25.3 | 20.43
131 | Wiring Device | Hubbell | HBL3764C | Connector Body, 50 Amps, 600 Volt, Number of Poles 3 | 25 | EA |  |  | EXACT |  | EA | 218 | 82.9283 |  |  | EXACT |  | 1/EA | 218 | 76.545 |  |  | EXACT | EA | 161 | 83.4 |  |  | EXACT | 1 | 161 | 92.5
132 | Wiring Device | Hubbell | HBL3765C | Plug, 50 Amps, 600 Volt, Number of Poles 3 | 25 | EA |  |  | EXACT |  | EA | 185 | 70.3629 |  |  | EXACT |  | 1/EA | 155 | 65.015 |  |  | EXACT | EA | 137 | 71 |  |  | EXACT | 1 | 137 | 77.65
133 | Wiring Device | Hubbell | Hbl5269C | 15A 125V 5-15R Black/Wht Insulgrip Series Conntr Body | 25 | EA |  |  | EXACT |  | EA | 24.85 | 12.9495 |  |  | EXACT |  | 1/EA | 24.85 | 6.825 |  |  | EXACT | EA | 19.25 | 6.55 |  |  | EXACT | 1 | 19.25 | 15.11
134 | Wiring Device | Hubbell | Hbl5366 C | 20A 125V 5-20P Black INSULGRIP Strgt Bld Plug | 25 | EA |  |  | EXACT |  | EA | 19.7 | 11.4681 |  |  | EXACT |  | 1/EA | 19.7 | 5.405 |  |  | EXACT | EA | 15.25 | 5.2 |  |  | EXACT | 1 | 15.25 | 11.86
135 | Lighting | Ideal | Buchanan Boot Kits 20U | In-Line Neutral, Non-Fused, 30 Amp, 600 V, #14-#6 AWG, Cu | 150 | EA |  |  | EXACT |  | EA | 21.42 | 19.4762 |  |  | EXACT |  | 1/EA | 21.42 | 16.815 |  |  | EXACT | EA | 21.42 | 18.84 |  |  | EXACT | 1 | 21.42 | 11
136 | Lighting | Ideal | Buchanan Boot Kits 65U | In-Line Phase, Fused, #12-#6 AWG, Cu | 150 | EA |  |  | EXACT |  | EA | 21.68 | 17.9636 |  |  | EXACT |  | 1/EA | 21.65 | 16.495 |  |  | EXACT | EA | 21.68 | 17.34 |  |  | EXACT | 1 | 21.68 | 11.93
137 | Lighting | Ideal | Buchanan Boot Kits 83-ADB1-C | Y-Tap, Crimped Neutral, Non-Fused, #2 AWG Cu, #12-#6 AWG Cu Crimp | 150 | EA |  |  | EXACT |  | EA | 46.95 | 43.1065 |  |  | EXACT |  | 1/EA | 46.95 | 33.445 |  |  | EXACT | EA | 46.95 | 37.45 |  |  | EXACT | 1 | 46.95 | 38.11
138 | Lighting | Ideal | Buchanan Boot Kits 83-ADB2-C | Y-Tap, Crimped Neutral, Non-Fused, #4 AWG Cu, #12-#6 AWG Cu Crimp | 150 | EA |  |  | EXACT |  | EA | 50.14 | 46.028 |  |  | EXACT |  | 1/EA | 50.14 | 35.725 |  |  | EXACT | EA | 50.14 | 39.95 |  |  | EXACT | 1 | 50.14 | 40.43
139 | Lighting | Ideal | Buchanan Boot Kits 83-ADB3-C | Y-Tap, Crimped Neutral, Non-Fused, #6 AWG, #12-#6 AWG Cu Crimp | 150 | EA |  |  | EXACT |  | EA | 50.14 | 41.4179 |  |  | EXACT |  | 1/EA | 50.14 | 35.725 |  |  | EXACT | EA | 50.14 | 42.25 |  |  | EXACT | 1 | 50.14 | 40.43
140 | Lighting | Ideal | Buchanan Boot Kits 82-ADB1-C | Y-Tap, Crimped Phase, Fused, #2 AWG Cu, #12-#6 AWG Cu Crimp | 150 | EA |  |  | EXACT |  | EA | 47.19 | 43.3449 |  |  | EXACT |  | 1/EA | 47.19 | 33.645 |  |  | EXACT | EA | 47.19 | 37.65 |  |  | EXACT | 1 | 47.19 | 38.11
141 | Lighting | Ideal | Buchanan Boot Kits 82-ADB2-C | Y-Tap, Crimped Phase, Fused, #4 AWG Cu, #12-#6 AWG Cu Crimp | 150 | EA |  |  | EXACT |  | EA | 50.4 | 41.677 |  |  | EXACT |  | 1/EA | 50.4 | 35.845 |  |  | EXACT | EA | 50.4 | 40.2 |  |  | EXACT | 1 | 50.4 | 40.65
142 | Lighting | Ideal | Buchanan Boot Kits 82-ADB3-C | Y-Tap, Crimped Phase, Fused, #6 AWG, #12-#6 AWG Cu Crimp | 150 | EA |  |  | EXACT |  | EA | 50.4 | 37.502 |  |  | EXACT |  | 1/EA | 50.4 | 35.845 |  |  | EXACT | EA | 50.4 | 40.2 |  |  | EXACT | 1 | 50.4 | 40.65
143 | Lighting | Ideal | Buchanan Boot Kits 83S-ADB1-C | Y-Tap, Set Screw Neutral, Non-Fused, #1 AWG, #12-#6 AWG Cu Crimp | 150 | EA |  |  | EXACT |  | EA | 35.27 | 29.1089 |  |  | EXACT |  | 1/EA | 35.27 | 25.045 |  |  | EXACT | EA | 35.27 | 29.75 |  |  | EXACT | 1 | 35.27 | 28.5
144 | Lighting | Ideal | Buchanan Boot Kits 82S-ADB1-C | Y-Tap, Set Screw Phase, Fused, #1 AWG, #12-#6 AWG Cu Crimp | 150 | EA |  |  | EXACT |  | EA | 35.09 | 29.0071 |  |  | EXACT |  | 1/EA | 35.09 | 25.025 |  |  | EXACT | EA | 35.09 | 29.6 |  |  | EXACT | 1 | 35.09 | 28.32
145 | Lighting Control | Intermatic | 1TMK122 | Locking-Type Photo Controls Accessory - Pole Bracket Adapter - 105-480V | 100 | EA |  |  | EXACT |  | EA | 30.07 | 16.244 |  |  | EXACT |  | 1/EA |  | 32.59 |  |  | EXACT | EA | 19.54 | 11.22 |  |  | EXACT | 1 | 19.54 | 15.4
146 | Lighting Control | Fisher Pierce | FIP 7790BSSS | 105-130 Volt Twist Lock Photocell Photo control | 100 | EA |  |  | EXACT |  | EA | N/A | 13.3225 | INTERMATIC | LC4536LA | 105/300V TL PHOTOCELL | EA | 1/EA | 19.45 | 10.89 |  |  | EXACT | EA | 22 | 16 |  |  | EXACT | 1 | 14.8 | 8.97
147 | Lighting Control | Fisher Pierce | FPS 1038-1 | Shorting Cap 105/305V/1000W | 100 | EA |  |  | EXACT |  | EA | N/A | 6.2158 | INTERMATIC | K4500 | 1000W SHORTING CAP | EA | 1/EA | 6.88 | 3.625 |  |  | EXACT | EA | 4.47 | 4.46 |  |  | EXACT | 1 | 4.47 | 3.52
148 | Other - Electrical | Generic |  | Insulating Bushings - 1/2" | 25 | EA |  |  | EXACT |  | EA | 0.28 | 0.072518 |  |  | EXACT |  | 1/EA |  | 0.05 |  |  | EXACT | EA | 0.21 | 0.05 |  |  | EXACT | 1 | 0.18 | 0.06
149 | Other - Electrical | Generic |  | Insulating Bushings - 3/4" | 25 | EA |  |  | EXACT |  | EA | 0.3123 | 0.082877 |  |  | EXACT |  | 1/EA |  | 0.06 |  |  | EXACT | EA | 0.28 | 0.06 |  |  | EXACT | 1 | 0.2 | 0.07
150 | Other - Electrical | Generic |  | 1/2 to 3/4 inch reducing bushing | 25 | EA |  |  | EXACT |  | EA | 1.64 | 0.5387 |  |  | EXACT |  | 1/EA |  | 0.04 |  |  | EXACT | EA | 3.18 | 2.66 |  |  | EXACT | 1 | 1.25 | 0.59
151 | Other - Electrical | Generic |  | 1/2 to 3/4 inch reducing washers | 25 | EA |  |  | EXACT |  | EA | 0.3531 | 0.12432 |  |  | EXACT |  | 1/EA |  | 0.05 |  |  | EXACT | EA | 0.16 | 0.09 |  |  | EXACT | 1 | 0.16 | 0.05
152 | Other - Electrical | Square D NEMA 3 | QO327M100RB | Outdoor Load Center, 100 Amps, Maximum Number of Single Pole Breakers 27, Ground Bar Kit 1D369, Three Phase, Main Breaker NEMA 3 | 10 | EA |  |  | EXACT |  | EA | 1185 | 335.498 | GE | T30420R/THQLR | 100Amp 3PH Main Bkr Nema 3 | EA | 1/EA | 761.38 | 252.745 |  |  | EXACT | EA | 1185 | 275.64 |  |  | EXACT | 1 | 692.04 | 622.84
153 | Other - Electrical | Square D | Square D #B150 | THREADED CONDUIT HUB TO MATCH (FIT) BRAND OF LOAD CENTERS AND DISCONNECT SW.'S PURCHASED | 10 | EA |  |  | EXACT |  | EA | 33.3 | 10.5461 | GE | TC150 | 1 1/2" CONDUIT HUB | EA | 1/EA | 23.62 | 6.625 |  |  | EXACT | EA | 33.3 | 9.1 |  |  | EXACT | 1 | 18.83 | 16.95
154 | Other - Electrical | Square D | Square D #B200 | THREADED CONDUIT HUB TO MATCH (FIT) BRAND OF LOAD CENTERS AND DISCONNECT SW.'S PURCHASED | 10 | EA |  |  | EXACT |  | EA | 61 | 10.5461 | GE | TC200 | 2" CONDUIT HUB | EA | 1/EA | 39.61 | 11.095 |  |  | EXACT | EA | 33.3 | 9.1 |  |  | EXACT | 1 | 18.83 | 16.95
155 | Other - Electrical | Generic |  | Bubble Cover multiple device - single gang cover assembly | 10 | EA |  |  | EXACT |  | EA | 36.5 | 21.1648 |  |  | EXACT |  | 1/EA | 13.86 | 6.7 |  |  | EXACT | EA | 12 | 6.16 |  |  | EXACT | 1 | 20.9 | 7.69
156 | Other - Electrical | Generic |  | 15A 125V GFCI Smart Lock Duplex Receptacle | 50 | EA |  |  | EXACT |  | EA | 21.78 | 8.4742 |  |  | EXACT |  | 1/EA | 26.4 | 11.095 |  |  | EXACT | EA | 16.52 | 6.58 |  |  | EXACT | 1 | 16.52 | 8.83
157 | Other - Electrical | Generic |  | 20A 125V GFCI Smart Lock Duplex Receptacle | 50 | EA |  |  | EXACT |  | EA | 24.34 | 9.8935 |  |  | EXACT |  | 1/EA | 28.25 | 12.295 |  |  | EXACT | EA | 18.46 | 7.77 |  |  | EXACT | 1 | 18.46 | 10
158 | Other - Electrical | Generic |  | 15A 125V Standard Duplex Receptacle |  |  | Hubbell | CR15 | DUP RCPT COMM GRD 15A 125V 5-15R BR | ea | 1 | 1.46 | 0.95309 |  |  | EXACT |  | 1/ea | 1.13 | 0.559 |  |  | EXACT | EA | 3.4 | 1.89 |  |  | EXACT | 1 | 1.98 | 1.1813
159 | Other - Electrical | Generic |  | 20A 125V Standard Duplex Receptacle |  |  | Hubbell | CR20 | DUP RCPT COMM GRD 20A 125V 5-20R BR | ea | 1 | 1.81 | 1.0878 |  |  | EXACT |  | 1/ea | 2.01 | 1.485 |  |  | EXACT | EA | 3.95 | 2 |  |  | EXACT | 1 | 2.46 | 1.2849
160 | Other - Electrical | Generic |  | 15A 120V Single Pole Toggle Switch |  |  | Hubbell | CS115 | SWITCH SPEC SP 15A 120/277V BR | ea | 1 | 2.45 | 1.7507 |  |  | EXACT |  | 1/ea | 3.054 | 1.825 |  |  | EXACT | EA | 2.35 | 2.07 |  |  | EXACT | 1 | 3.1 | 1.6631
161 | Other - Electrical | Generic |  | PVC Junction Boxes 8x8x6 | 10 | EA |  |  | EXACT |  | EA | 30.77 | 27.8973 |  |  | EXACT |  | 1/EA | 106.96 | 24.895 |  |  | EXACT | EA | 194.41 | 27.44 |  |  | EXACT | 1 | 194.42 | 26.7
162 | Other - Electrical | Ideal |  | Wire Pulling Lube - blue gel (5 gallon bucket) | 1 | EA |  |  | EXACT |  | EA | 59.69 | 54.8885 |  |  | EXACT |  | 1/EA | 59.69 | 45.095 |  |  | EXACT | EA | 59.69 | 53 |  |  | EXACT | 1 | 59.69 | 43.79
163 | Other - Electrical | Ideal |  | Wire Pulling Lube - blue gel (quart) | 5 | EA |  |  | EXACT |  | EA | 7.33 | 6.7131 |  |  | EXACT |  | 1/EA | 7.33 | 5.545 |  |  | EXACT | EA | 7.33 | 6.1 |  |  | EXACT | 1 | 7.33 | 5.56
164 | Other - Electrical | 3m |  | 3M 35 (all colors) electrical tape 3/4 x 66 | 30 | EA |  |  | EXACT |  | EA | 4.94 | 3.6258 |  |  | EXACT |  | 1/EA | 4.94 | 0.76 |  |  | EXACT | EA | 3.89 | 3.23 |  |  | EXACT | 1 | 3.89 | 2.85
165 | Other - Electrical | 3m |  | 3M 88 electrical tape 1 1/2 x 66 | 30 | EA |  |  | EXACT |  | EA | 7.79 | 5.7082 |  |  | EXACT |  | 1/EA | 7.79 | 5.045 |  |  | EXACT | EA | 6.16 | 5 |  |  | EXACT | 1 | 16.02 | 12.26
166 | Other - Electrical | 3m |  | 3M 88 electrical tape 2X66 (vinyl) | 30 | EA |  |  | EXACT |  | EA | 26.94 | 19.7351 |  |  | EXACT |  | 1/EA | 26.94 | 16.995 |  |  | EXACT | EA | 21.25 | 18.68 |  |  | EXACT | 1 | 21.25 | 16.69
167 | Other - Electrical | 3m |  | 3M 130 C electrical tape 3/4 inch (rubber) | 30 | EA |  |  | EXACT |  | EA | 14.69 | 10.7618 |  |  | EXACT |  | 1/EA | 14.69 | 9.52 |  |  | EXACT | EA | 11.59 | 10.18 |  |  | EXACT | 1 | 11.59 | 7.02
168 | Other - Electrical | 3m |  | 3M 130 C electrical tape 1 1/2 (rubber) | 30 | EA |  |  | EXACT |  | EA | 27.84 | 20.3834 |  |  | EXACT |  | 1/EA | 27.84 | 18.05 |  |  | EXACT | EA | 21.98 | 18.2 |  |  | EXACT | 1 | 21.98 | 12.6
169 | Other - Electrical | 3m |  | 3M 130 C electrical tape 2 (rubber) | 30 | EA |  |  | EXACT |  | EA | 36.54 | 26.7672 |  |  | EXACT |  | 1/EA | 36.54 | 23.7 |  |  | EXACT | EA | 28.79 | 23.9 |  |  | EXACT | 1 | 28.79 | 21.76
170 | Other - Electrical | Power strut |  | 7/8 UNISTRUT GALZANIZED CHANNEL - 10 FT (SLOTTED HOLES) | 250 ft. | EA |  |  | EXACT |  | EA | 5.04 | 0.93237 | SUPERSTRUT | B1400SH | 7/8 GAL SLOTTED | EA | 1/EA | 73.5 | 0.73 |  |  | EXACT | FT | 0.51 | 0.83 |  |  | EXACT | 1 | 11.69 | 0.86
171 | Other - Electrical | Power strut |  | 1-5/8 UNISTRUT GALZANIZED CHANNEL - 10 FT (SLOTTED HOLES) | 250 ft. | EA |  |  | EXACT |  | EA | 7.12 | 1.3157 | SUPERSTRUT | A1200SH | 1 5/8 GAL SLOTTED | EA | 1/EA | 84.65 | 1.095 |  |  | EXACT | FT | 7.2 | 1.2 |  |  | EXACT | 1 | 16.38 | 1.56
172 | Other - Electrical | Generic |  | Disconnect Switch, 30 Amps, 250 Volts NEMA 3 | 10 | EA |  |  | EXACT |  | EA | 293 | 66.1797 | GE | TGN3221R | 30AMP 250V SS NEMA 3 | EA | 1/EA | 189.91 | 55.645 |  |  | EXACT | EA | 188 | 41.69 |  |  | EXACT | 1 | 184.2 | 65.02
173 | Other - Electrical | Generic |  | Disconnect Switch, 30 Amps, 600 Volts NEMA 3 | 10 | EA |  |  | EXACT |  | EA | 448 | 115.9866 | GE | THHN3361R | 30AMP 600V SS NEMA 3 | EA | 1/EA | 314.92 | 91.245 |  |  | EXACT | EA | 899 | 199.1 |  |  | EXACT | 1 | 322.8 | 98.11
174 | Other - Electrical | Generic |  | Disconnect Switch, 60 Amps, 250 Volts NEMA 3 | 10 | EA |  |  | EXACT |  | EA | 443 | 100.074 | GE | TGN3222R | 60AMP 250V NEMA 3R | EA | 1/EA | 281.42 | 82.345 |  |  | EXACT | EA | 326 | 72.29 |  |  | EXACT | 1 | 279 | 98.48
175 | Other - Electrical | Generic |  | Disconnect Switch, 60 Amps, 600 Volts NEMA 3 | 10 | EA |  |  | EXACT |  | EA | 876 | 208.4469 | GE | THHN3362R | 60AMP 600V NEMA 3R | EA | 1/EA | 551.59 | 159.645 |  |  | EXACT | EA | 1055 | 233.65 |  |  | EXACT | 1 | 597.6 | 181.63
176 | Other - Electrical | Square D | #DU321 | Safety Switch, 30 Amps, 250 Volts | 10 | EA |  |  | EXACT |  | EA | 155 | 35.004 | GE | TG3321 | 30AMP 250V SS NEMA1 | EA | 1/EA | 100.37 | 29.345 |  |  | EXACT | EA | 155 | 27.85 |  |  | EXACT | 1 | 103.2 | 37.76
177 | Other - Electrical | Square D | #HU361 | Safety Switch, 30 Amps, 600 Volts | 10 | EA |  |  | EXACT |  | EA | 279 | 66.3732 | GE | THN3361 | 30AMP 600V SS NEMA1 | EA | 1/EA | 175.06 | 50.745 |  |  | EXACT | EA | 279 | 50.08 |  |  | EXACT | 1 | 188.4 | 59.36
178 | Other - Electrical | Generic |  | Heavy Duty Safety Switch, 100 Amps, 600 Volts, NEMA 3 | 5 | EA |  |  | EXACT |  | EA | 1226 | 291.6042 | GE | THHN3363R | 100AMP 600V NEMA 3R | EA | 1/EA | 770.66 | 222.995 |  |  | EXACT | EA | 1226 | 271.55 |  |  | EXACT | 1 | 846.6 | 257.3
179 | Other - Electrical | Square D | #DTU322 | Transfer Switch, 60 Amps, 250 Volts | 1 | EA |  |  | EXACT |  | EA | 1119 | 599.4212 | GE | TC35322 | 60AMP 250V TRANSFER SW | EA | 1/EA | 753.66 | 367.995 |  |  | EXACT | EA | 1119 | 517.16 |  |  | EXACT | 1 | 809.4 | 394.83
180 | Other - Electrical | Square D | #DTU362 | Transfer Switch, 60 Amps, 600 Volts | 1 | EA |  |  | EXACT |  | EA | 1254 | 670.75 | GE | TC35362 | 60AMP 600V TRANSFER SW | EA | 1/EA | 863.46 | 423.995 |  |  | EXACT | EA | 1254 | 579.55 |  |  | EXACT | 1 | 789.6 | 385.18
181 | Other - Electrical | Generic |  | Raised 1/2". For one each duplex receptacle and toggle switch 1-13/32". Mulberry | 25 | EA |  |  | EXACT |  | EA | 3.18 | 1.7818 | STEEL CITY | RS2 | RAISED DUPLEX/TOGGLE | EA | 1/EA | 7.92 | 0.605 |  |  | EXACT | EA | 7.92 | 0.72 |  |  | EXACT | 1 | 7.92 | 0.86
182 | Other - Electrical | SQUARE D |  | Ground Bar Kit, Neutral Assembly, Solid, For Use With Double Throw Safety Switches, 400 Amps AC, Number of Terminals 1 | 10 | EA |  |  | EXACT |  | EA | 55 | 16.8552 | GE | DS80-NK | 400 GRD BAR KIT | EA | 1/EA | 601.22 | 295.245 |  |  | EXACT | EA | 55 | 16.88 |  |  | EXACT | 1 | 53.7 | 18.96
183 | Other - Electrical | Generic |  | Male cord Plug, 30 Amps, 250 Volt, Number of Poles 4 | 10 | EA |  |  | EXACT |  | EA | 40.84 | 25.2776 |  |  | EXACT |  | 1/EA | 42.8 | 19.545 |  |  | EXACT | EA | 58.55 | 41.3 |  |  | EXACT | 1 | 35.88 | 13.68
184 | Other - Electrical | Generic |  | Female Connector Body, 30 Amps, 250 Volt, Number of Poles 4 | 10 | EA |  |  | EXACT |  | EA | 84.65 | 52.3879 |  |  | EXACT |  | 1/EA | 87.95 | 40.245 |  |  | EXACT | EA | 68.1 | 56.04 |  |  | EXACT | 1 | 73.92 | 42.81
185 | Other - Electrical | Firex | 4618 | AC Smoke Detector w/battery back-up and False Alarm Control | 150 | EA | Kidde | 21007581 | AC/DC 12-STN SMOKE DET | ea | 1 | 14.42 | 9.6344 |  |  | EXACT |  | 1/EA | 32.1 | 8.995 |  |  | EXACT | EA | 17.72 | 14 |  |  | EXACT | 1 | 21.96 | 8.3765
186 | Other - Electrical | Kidde | 21006377 | Hardwire Combination Carbon Monoxide and Smoke Alarm w/battery back-up and voice warning | 500 | EA | Kidde | 21006377 | COMBO 120V CO/SMOKE ALARM | ea | 1 | 62.25 | 41.622 |  |  | EXACT |  | 1/EA | 68.1 | 33.495 |  |  | EXACT | EA | 53.55 | 34 |  |  | EXACT | 1 | 83 | 35.9765
187 | Other - Electrical | Itron |  | 981670000-000 CN1SR | 100 | EA |  |  | EXACT |  | ea | 205 | 207.1935 |  |  | EXACT |  | 1/EA | 175 | 142.495 | [8 empty] | EXACT | 1 |  | 193.7647
188 | Other - Electrical | Itron |  | CENTRON C2SXD with Nighthawk | 100 | EA |  |  | EXACT |  | ea | 610 | 616.2221 |  |  | EXACT |  | 1/EA | 605 | 420.495 | [8 empty] | EXACT | 1 |  | 574.1176
189 | Other - Electrical | Itron |  | ERW-0771-202 60W ERT | 100 | EA |  |  | EXACT |  | ea | 93.75 | 94.7022 |  |  | EXACT |  | 1/EA | 85 | 64.945 | [8 empty] | EXACT | 1 |  | 89.1647
Note on J52: JONESLL: 600VOLT IS NOT SJO IT IS SO CORD

## Electrical - NonCore
Electrical - NonCore |  |  |  |  | Electrical - NonCore |  |  |  |  | Electrical - NonCore |  |  |  |  | Electrical - NonCore
GRAYBAR |  |  |  |  | RUMSEY |  |  |  |  | UNITED |  |  |  |  | WESCO
Line # | Manufacturer | Manufacturer Catalog and Date | Column | % Discount | Line # | Manufacturer | Manufacturer Catalog and Date | Column | % Discount | Line # | Manufacturer | Manufacturer Catalog and Date | Column | % Discount | Line # | Manufacturer | Manufacturer Catalog and Date | Column | % Discount
1 | 3M | TRADE SERVICE 3/21/2011 | 3 | 17% | 1 | 3M | TRADE SERVICE | THIRD | 10% | 1 | 3M | TS AT DATE OF ORDER | COL3 | 15% | 1 | SQUARE D | 2011-03-01 | T | 10%
2 | ALLEN BRADLEY | TRADE SERVICE 3/21/2011 | SEE SQUARE D | 0% | 2 | ALLEN BRADLEY |  |  | see below | 2 | ALLEN BRADLEY |  |  |  | 2 | GENERAL ELECTRIC | 2011-03-01 | T | 10%
3 | ALLIED TUBE AND CONDUIT | TRADE SERVICE 3/21/2011 | 3 | 0% | 3 | ALLIED TUBE AND CONDUIT |  |  | See Appendix | 3 | ALLIED TUBE AND CONDUIT |  |  |  | 3 | HUBBELL
4 | ARLINGTON | TRADE SERVICE 3/21/2011 | 3 | 20% | 4 | ARLINGTON | TRADE SERVICE | THIRD | 10% | 4 | ARLINGTON | TS AT DATE OF ORDER | COL 3 | 5% |  | CORD CONNECTORS | 2011-03-01 | T | 15%
5 | ARROW HART | TRADE SERVICE 3/21/2011 | SEE HUBBELL LEVITON | 0% | 5 | ARROW HART | TRADE SERVICE | THIRD | 10% | 5 | ARROW HART |  |  |  |  | SWITCH, RECPTS, PLUGS, CONN - INDUSTRIAL | 2011-03-01 | T | 40%
6 | BICC GENERAL CABLE IND. | TRADE SERVICE 3/21/2011 | 3 | 0% | 6 | BICC GENERAL CABLE IND. |  |  | See Southwire | 6 | BICC GENERAL CABLE IND. |  |  |  |  | PIN & SLEEVE - NON & HAZADOUS LOCATIONS | 2011-03-01 | T | 15%
7 | CARLON | TRADE SERVICE 3/21/2011 | 3 | 10% | 7 | CARLON | TRADE SERVICE | THIRD | 10% | 7 | CARLON |  |  |  |  | OCCUPANCY SENSORS | 2011-03-01 | T | 27%
8 | COLEMAN | TRADE SERVICE 3/21/2011 | 3 | 45% | 8 | COLEMAN | TRADE SERVICE | THIRD | 20%/ SEE SOUTHWIRE | 8 | COLEMAN |  |  |  |  | DIMMERS | 2011-03-01 | T | 15%
9 | COOPER LIGHTING | TRADE SERVICE 3/21/2011 | 3 | 15% | 9 | COOPER LIGHTING |  |  | See Columbia | 9 | COOPER LIGHTING |  |  | 15% |  | GFIs | 2011-03-01 | T | 40%
10 | CRESCENT | TRADE SERVICE 3/21/2011 | LIST | 10% | 10 | CRESCENT |  |  | See Columbia | 10 | CRESCENT |  |  |  |  | SWITCH, RECPTS, PLUGS, CONN - COMMERCIAL | 2011-03-01 | T | 24%
11 | CROUSE-HINDS CO. | TRADE SERVICE 3/21/2011 | 3 | 16% | 11 | CROUSE-HINDS CO. | TRADE SERVICE | THIRD | 10% | 11 | CROUSE-HINDS CO. | TS AT DATE OF ORDER | COL3 | 15% | 4 | HUBBELL LTG | 2011-03-01 | T | 20%
12 | CUTLER HAMMER | TRADE SERVICE 3/21/2011 | SEE SQUARE D | 0% | 12 | CUTLER HAMMER | TRADE SERVICE | third | 0% | 12 | CUTLER HAMMER |  |  |  | 5 | RAYOVAC | 2011-03-01 | T | 10%
13 | DUAL LITE | TRADE SERVICE 3/21/2011 | 3 | 20% | 13 | DUAL LITE | TRADE SERVICE | THIRD | Net | 13 | DUAL LITE |  |  |  | 6 | PASS & SEYMOUR
14 | EVEREADY | TRADE SERVICE 3/21/2011 | 3 | 0% | 14 | EVEREADY |  |  | See Rayovac | 14 | EVEREADY | TS AT DATE OF ORDER | COL3 | 25% |  | CORD CONNECTORS | 2011-03-01 | T | 15%
15 | FERRAZ SHAWMUT | TRADE SERVICE 3/21/2011 | 3 | 30% | 15 | FERRAZ SHAWMUT | TRADE SERVICE | THIRD | 35% | 15 | FERRAZ SHAWMUT | TS AT DATE OF ORDER | COL3 | 35% |  | NON-METALLIC BOXES & COVERS | 2011-03-01 | T | 22%
16 | FIREX | TRADE SERVICE 3/21/2011 | 3 | 10% | 16 | FIREX | TRADE SERVICE | THIRD | 10% | 16 | FIREX | TS AT DATE OF ORDER | COL3 | 10% |  | SW, RECEPTS, PLUGS, CONN-INDUSTRIAL | 2011-03-01 | T | 39%
17 | GE INDUSTRIAL SYSTEMS | TRADE SERVICE 3/21/2011 | SEE SQUARE D | 0% | 17 | GE INDUSTRIAL SYSTEMS | TRADE SERVICE | THIRD | 10% | 17 | GE INDUSTRIAL SYSTEMS |  |  |  |  | PIN & SLEEVE - NON & HAZADOUS LOCATIONS | 2011-03-01 | T | 15%
18 | GENERAL ELECTRIC | TRADE SERVICE 3/21/2011 | SEE SQUARE D | 0% | 18 | GENERAL ELECTRIC | TRADE SERVICE | third | 5% | 18 | GENERAL ELECTRIC |  |  |  |  | OCCUPANCY SENSORS | 2011-03-01 | T | 26%
19 | GREENLEE | TRADE SERVICE 3/21/2011 | 3 | 12% | 19 | GREENLEE | TRADE SERVICE | THIRD | 10% | 19 | GREENLEE | TS AT DATE OF ORDER | COL3 | 16% |  | DIMMERS | 2011-03-01 | T | 25%
20 | HESSAMERICA |  |  |  | 20 | HESSAMERICA |  |  |  | 20 | HESSAMERICA |  |  |  |  | GFIs | 2011-03-01 | T | 39%
21 | HOFFMAN | TRADE SERVICE 3/21/2011 | LIST | 35% | 21 | HOFFMAN | TRADE SERVICE | THIRD | 30% | 21 | HOFFMAN | TS AT DATE OF ORDER | LIST | 35% | 7 | LITHONIA | 2011-03-01 | T | 20%
22 | HUBBELL | TRADE SERVICE 3/21/2011 | 3 (WIRING) | 20% | 22 | HUBBELL | TRADE SERVICE | third | 20% | 22 | HUBBELL | TS AT DATE OF ORDER | COL3 | 20% | 8 | WIREMOLD COMPANY
23 | HUBBELL LTG | TRADE SERVICE 3/21/2011 | 3 | 20% | 23 | HUBBELL LTG | TRADE SERVICE | third | 20% | 23 | HUBBELL LTG | TS AT DATE OF ORDER | COL3 | 20% |  | SURFACE RACEWAY | 2011-03-01 | T | 20%
24 | HUBBELL WIRING | TRADE SERVICE 3/21/2011 | 3 | 20% | 24 | HUBBELL WIRING | TRADE SERVICE | THIRD | 15% | 24 | HUBBELL WIRING | TS AT DATE OF ORDER | COL3 | 18% | 9 | BICC GENERAL CABLE IND. | 2011-03-01 | T | 10%
25 | IDEAL | TRADE SERVICE 3/21/2011 | 3 | 15% | 25 | IDEAL | TRADE SERVICE | THIRD | 10% | 25 | IDEAL | TS AT DATE OF ORDER | COL3 | 15% | 10 | ALLEN BRADLEY
26 | INTERMATIC | TRADE SERVICE 3/21/2011 | 3 | 17% | 26 | INTERMATIC | TRADE SERVICE | THIRD | 10% | 26 | INTERMATIC | TS AT DATE OF ORDER | COL3 | 12% | 11 | COOPER LIGHTING | 2011-03-01 | T | 20%
27 | ITRON |  |  | QUOTE ON REQUEST | 27 | ITRON |  |  | MFG | 27 | ITRON |  |  |  | 12 | ARROW HART | 2011-03-01 | T | 15%
28 | KLEIN TOOLS | TRADE SERVICE 3/21/2011 | 3 | 17% | 28 | KLEIN TOOLS | TRADE SERVICE | THIRD | 10% | 28 | KLEIN TOOLS | TS AT DATE OF ORDER | COL3 | 15% | 13 | PROGRESS | 2011-03-01 | T | 10%
29 | LEVITON | TRADE SERVICE 3/21/2011 | 3 | 20% | 29 | LEVITON | TRADE SERVICE | THIRD | 10% | 29 | LEVITON | TS AT DATE OF ORDER | COL3 | 18% | 14 | IDEAL
30 | LITHONIA | TRADE SERVICE 3/21/2011 | 3 | 22% | 30 | LITHONIA | TRADE SERVICE | THIRD | 10% | 30 | LITHONIA | TS AT DATE OF ORDER | COL3 | 17% |  | FASTENERS & ACCESSORIES | 2011-03-01 | T | 24%
31 | LITTELFUSE | TRADE SERVICE 3/21/2011 | SEE BUSSMANN | 30% | 31 | LITTELFUSE |  |  | See Bussman/Ferraz | 31 | LITTELFUSE |  |  |  |  | LOCKOUT, TAGOUTS & WIRE MARKERS | 2011-03-01 | T | 24%
32 | MASTER |  |  |  | 32 | MASTER |  |  |  | 32 | MASTER |  |  |  |  | WIRE CONNECTORS | 2011-03-01 | T | 16%
33 | MDIA |  |  |  | 33 | MDIA |  |  | MFG | 33 | MDIA |  |  |  |  | LUGS | 2011-03-01 | T | 24%
34 | METAL CLAD - GENERIC | TRADE SERVICE AND WIRE LETTER INDEX | 3 | 0% | 34 | METAL CLAD - GENERIC |  |  | SEE SOUTHWIRE | 34 | METAL CLAD - GENERIC |  |  |  |  | CABLE TIES | 2011-03-01 | T | 15%
35 | METALLICS | TRADE SERVICE 3/21/2011 | 3 | 30% | 35 | METALLICS | TRADE SERVICE | THIRD | 15% | 35 | METALLICS | TS AT DATE OF ORDER | COL3 | 35% |  | TERMINALS | 2011-03-01 | T | 24%
36 | METALUX | TRADE SERVICE 3/21/2011 | 3 | 15% | 36 | METALUX |  |  | See Columbia | 36 | METALUX |  |  |  |  | TOOLS | 2011-03-01 | T | 15%
37 | MOBERN |  |  |  | 37 | MOBERN |  |  | MFG | 37 | MOBERN |  |  |  |  | HEAT SHRINK TUBING | 2011-03-01 | T | 20%
38 | NEWMARK |  |  |  | 38 | NEWMARK |  |  | MFG | 38 | NEWMARK |  |  |  |  | WIRE PULLING LUBRICANTS | 2011-03-01 | T | 16%
39 | NUTONE | TRADE SERVICE 3/21/2011 | 3 | 10% | 39 | NUTONE | TRADE SERVICE | THIRD | 15% | 39 | NUTONE | TS AT DATE OF ORDER | COL3 | 30% |  | AEROSOLS, COATINGS, CEMENT | 2011-03-01 | T | 16%
40 | PANDUIT | TRADE SERVICE 3/21/2011 | 3 | 15% | 40 | PANDUIT | TRADE SERVICE | THIRD | 10% | 40 | PANDUIT |  |  |  | 15 | CUTLER HAMMER
41 | PASS & SEYMOUR | TRADE SERVICE 3/21/2011 | SEE HUBBELL LEVITON | 0% | 41 | PASS & SEYMOUR | TRADE SERVICE | THIRD | UCCEN92 | 41 | PASS & SEYMOUR |  |  |  |  | OPEN AND CLOSED CONTROLS | 2011-03-01 | T | 10%
42 | PROGRESS | TRADE SERVICE 3/21/2011 | LIST | 0% | 42 | PROGRESS | TRADE SERVICE | THIRD | 10% | 42 | PROGRESS | TS AT DATE OF ORDER | LIST | 16% |  | CIRCUIT BREAKERS | 2011-03-01 | T | 10%
43 | RAB ELECTRIC MFG CO | TRADE SERVICE 3/21/2011 | 3 | 18% | 43 | RAB ELECTRIC MFG CO | TRADE SERVICE | THIRD | 15% | 43 | RAB ELECTRIC MFG CO | TS AT DATE OF ORDER | COL3 | 20% |  | PROGRAMMABLE CONTROLS | 2011-03-01 | T | 10%
44 | RAYOVAC | TRADE SERVICE 3/21/2011 | 3 | 18% | 44 | RAYOVAC | TRADE SERVICE | THIRD | 10% | 44 | RAYOVAC |  |  |  |  | DRY TYPE TRANSFORMERS | 2011-03-01 | T | 35%
45 | S&C |  |  |  | 45 | S&C |  |  | MFG | 45 | S&C |  |  |  |  | CONTROL TYPE TRANSFORMERS | 2011-03-01 | T | 35%
46 | SANDERS ROE | TRADE SERVICE 3/21/2011 | B-LINE | 10% | 46 | SANDERS ROE |  |  |  | 46 | SANDERS ROE |  |  |  |  | GENERAL & HEAVY DUTY SAFETY SWITCHES | 2011-03-01 | T | 49%
47 | SIEMENS | TRADE SERVICE 3/21/2011 | SEE SQUARE D | 0% | 47 | SIEMENS | TRADE SERVICE | THIRD | 10% | 47 | SIEMENS |  |  |  |  | DOUBLE THROW & SPECIALTY SAFETY SWITCHES | 2011-03-01 | T | 20%
48 | SQUARE D | TRADE SERVICE 3/21/2011 | LIST | 10-60 (VARIABLE)% | 48 | SQUARE D | TRADE SERVICE | third | 5% | 48 | SQUARE D | TS AT DATE OF ORDER | LIST | 10% |  | SENSOR AND SWITCHES | 2011-03-01 | T | 16%
49 | SUPERIOR/ESSEX | NOT IN TRADE SERVICE | 3 | 0% | 49 | SUPERIOR/ESSEX |  |  | See Southwire | 49 | SUPERIOR/ESSEX |  |  |  | 16 | CRESCENT | 2011-03-01 | T | 20%
50 | THOMAS & BETTS | TRADE SERVICE 3/21/2011 | 3 | 19% | 50 | THOMAS & BETTS | TRADE SERVICE | THIRD | 15% | 50 | THOMAS & BETTS | TS AT DATE OF ORDER | COL3 | 15% | 17 | SUPERIOR/ESSEX | 2011-03-01 | T | 10%
51 | WATTSTOPPER | TRADE SERVICE 3/21/2011 | 3 | 15% | 51 | WATTSTOPPER | TRADE SERVICE | THIRD | 5% | 51 | WATTSTOPPER | TS AT DATE OF ORDER | COL 3 | 5% | 18 | HESSAMERICA | 2011-03-01 | T | 5%
52 | WIDELITE |  |  |  | 52 | WIDELITE |  |  | MFG | 52 | WIDELITE |  |  |  | 19 | RAB ELECTRIC MFG CO | 2011-03-01 | T | 20%
53 | WIREMOLD COMPANY | TRADE SERVICE 3/21/2011 | 3 | 18% | 53 | WIREMOLD COMPANY | TRADE SERVICE | THIRD | 15% | 53 | WIREMOLD COMPANY | TS AT DATE OF ORDER | COL3 | 20% | 20 | THOMAS & BETTS
* Square D has multiple discounts for each of several hundred product groups. Discounts range from 10% to as much as 60% depending upon type of product purchased. | [15 empty] | NON-METALLIC BOXES & COVERS | 2011-03-01 | T | 22%
[16 empty] | METALLIC OUTLET BOXES AND COVERS | 2011-03-01 | T | 55%
* Discounts quoted above are minimum discounts, when Graybar Electric can purchase at a better cost due to either the size of your order of the overall quantity purchases we make for stock, the savings is passed onto the State in the form of a larger discount from the trade price | [15 empty] | FLOOR BOXES | 2011-03-01 | T | 16%
[16 empty] | SURFACE RACEWAY | 2011-03-01 | T | 10%
[16 empty] | STRUT FITTINGS | 2011-03-01 | T | 48%
* Note: List and column 3 prices are not available for all manufacturers if they choose not to print catalogs or publish in Trade. | [14 empty] | 21 | METAL CLAD - GENERIC | 2011-03-01 | T | 10%
[15 empty] | 22 | NEWMARK | 2011-03-01 | T | 5%
[15 empty] | 23 | MOBERN | 2011-03-01 | T | 10%
[15 empty] | 24 | CROUSE-HINDS CO.
[16 empty] | OPEN AND CLOSED CONTROLS | 2011-03-01 | T | 15%
[16 empty] | CIRCUIT BREAKERS | 2011-03-01 | T | 10%
[16 empty] | HEAVY DUTY & GENERAL SAFETY SWITCHES | 2011-03-01 | T | 15%
[16 empty] | RIGID/IMC CONDUIT FITTINGS | 2011-03-01 | T | 20%
[16 empty] | CONDUIT BODIES | 2011-03-01 | T | 20%
[16 empty] | EXPLOSION PROOF FITTINGS | 2011-03-01 | T | 15%
[16 empty] | CORD CONNECTORS | 2011-03-01 | T | 15%
[16 empty] | NON-HAZARDOUS LIGHTING | 2011-03-01 | T | 20%
[16 empty] | HAZARDOUS LOCATION LIGHTING | 2011-03-01 | T | 20%
[16 empty] | FS/FD BOXES | 2011-03-01 | T | 15%
[16 empty] | JUNCTION BOX | 2011-03-01 | T | 15%
[16 empty] | NON-METALLIC ENCLOSURES | 2011-03-01 | T | 15%
[16 empty] | WIRING DEVICES | 2011-03-01 | T | 15%
[15 empty] | 25 | KLEIN TOOLS | 2011-03-01 | T | 5%
[15 empty] | 26 | SIEMENS | 2011-03-01 | T | 10%
[15 empty] | 27 | METALUX | 2011-03-01 | T | 20%
[15 empty] | 28 | PANDUIT
[16 empty] | FASTENERS & ACCESSORIES | 2011-03-01 | T | 12%
[16 empty] | LOCKOUT, TAGOUTS & WIRE MARKERS | 2011-03-01 | T | 12%
[16 empty] | CABLE TIES | 2011-03-01 | T | 20%
[16 empty] | TERMINALS | 2011-03-01 | T | 27%
[16 empty] | SPLICES & TERMINATIONS | 2011-03-01 | T | 24%
[16 empty] | SURFACE RACEWAY | 2011-03-01 | T | 24%
[16 empty] | WIRING DUCT | 2011-03-01 | T | 29%
[16 empty] | HEAT SHRINK TUBING | 2011-03-01 | T | 20%
[15 empty] | 29 | MDIA | 2011-03-01 | T | 5%
[15 empty] | 30 | GREENLEE | 2011-03-01 | T | 10%
[15 empty] | 31 | 3M
[16 empty] | FASTENERS & ACCESSORIES | 2011-03-01 | T | 10%
[16 empty] | LOCKOUT, TAGOUTS & WIRE MARKERS | 2011-03-01 | T | 10%
[16 empty] | WIRE CONNECTORS | 2011-03-01 | T | 7%
[16 empty] | LUGS | 2011-03-01 | T | 20%
[16 empty] | CABLE TIES | 2011-03-01 | T | 7%
[16 empty] | TERMINALS | 2011-03-01 | T | 23%
[16 empty] | SPLICES & TERMINATIONS | 2011-03-01 | T | 20%
[16 empty] | WIRING DUCT | 2011-03-01 | T | 10%
[16 empty] | TOOLS | 2011-03-01 | T | 15%
[16 empty] | MAINTENANCE | 2011-03-01 | T | 10%
[16 empty] | TAPES | 2011-03-01 | T | 25%
[16 empty] | HEAT SHRINK TUBING | 2011-03-01 | T | 20%
[16 empty] | AEROSOLS, COATINGS, CEMENT | 2011-03-01 | T | 10%
[15 empty] | 32 | HUBBELL WIRING
[16 empty] | CORD CONNECTORS | 2011-03-01 | T | 15%
[16 empty] | SWITCH, RECPTS, PLUGS, CONN - INDUSTRIAL | 2011-03-01 | T | 40%
[16 empty] | PIN & SLEEVE - NON & HAZADOUS LOCATIONS | 2011-03-01 | T | 15%
[16 empty] | OCCUPANCY SENSORS | 2011-03-01 | T | 27%
[16 empty] | DIMMERS | 2011-03-01 | T | 15%
[16 empty] | GFIs | 2011-03-01 | T | 40%
[16 empty] | SWITCH, RECPTS, PLUGS, CONN - COMMERCIAL | 2011-03-01 | T | 24%
[15 empty] | 33 | MASTER | 2011-03-01 | T | 5%
[15 empty] | 34 | HOFFMAN
[16 empty] | METALLIC -NEMA 12 & 4 JIC ENCLOSURES | 2011-03-01 | T | 46%
[16 empty] | METALLIC - NEMA 1 ENCLOSURES | 2011-03-01 | T | 46%
[16 empty] | NON-METALLIC ENCLOSURES | 2011-03-01 | T | 46%
[16 empty] | FIBERGLASS ENCLOSURES | 2011-03-01 | T | 43%
[16 empty] | WIREWAY | 2011-03-01 | T | 46%
[15 empty] | 35 | S&C | 2011-03-01 | T | 5%
[15 empty] | 36 | DUAL LITE | 2011-03-01 | T | 10%
[15 empty] | 37 | EVEREADY | 2011-03-01 | T | 10%
[15 empty] | 38 | FIREX | 2011-03-01 | T | 10%
[15 empty] | 39 | LITTELFUSE | 2011-03-01 | T | 15%
[15 empty] | 40 | ALLIED TUBE AND CONDUIT | 2011-03-01 | T | 10%
[15 empty] | 41 | SANDERS ROE | 2011-03-01 | T | 5%
[15 empty] | 42 | CARLON
[16 empty] | PVC CONDUIT FITTINGS | 2011-03-01 | T | 58%
[16 empty] | CONDUIT BODIES | 2011-03-01 | T | 39%
[16 empty] | NON-METALLIC BOXES & COVERS | 2011-03-01 | T | 39%
[16 empty] | WEATHERPROOF BOXES | 2011-03-01 | T | 39%
[16 empty] | NON-METALLIC BOXES | 2011-03-01 | T | 24%
[16 empty] | WIREWAY | 2011-03-01 | T | 24%
[16 empty] | WIRING DUCT | 2011-03-01 | T | 39%
[16 empty] | TOOLS | 2011-03-01 | T | 15%
[16 empty] | AEROSOLS, COATINGS, CEMENT | 2011-03-01 | T | 29%
[15 empty] | 43 | NUTONE | 2011-03-01 | T | 10%
[15 empty] | 44 | FERRAZ SHAWMUT
[16 empty] | LOW PEAK/AMP TRAP FUSES | 2011-03-01 | T | 44%
[16 empty] | GLASS FUSES | 2011-03-01 | T | 34%
[16 empty] | FUSE BLOCKS/HOLDERS | 2011-03-01 | T | 34%
[16 empty] | MIDGET FUSES | 2011-03-01 | T | 48%
[16 empty] | DUAL ELEMENT FUSES | 2011-03-01 | T | 48%
[16 empty] | BALANCE OF LINE LESS EXCLUDED ITEMS | 2011-03-01 | T | 29%
[15 empty] | 45 | LEVITON
[16 empty] | SWITCHES, RECEPTS, PLUGS, CONN-INDUSTRIAL | 2011-03-01 | T | 39%
[16 empty] | PIN & SLEEVE - NON & HAZADOUS LOCATIONS | 2011-03-01 | T | 15%
[16 empty] | OCCUPANCY SENSORS | 2011-03-01 | T | 27%
[16 empty] | DIMMERS | 2011-03-01 | T | 25%
[16 empty] | GFIs | 2011-03-01 | T | 39%
[16 empty] | SWITCHES, RECEPTS, PLUGS, CONN-COMMERCIAL | 2011-03-01 | T | 25%
[15 empty] | 46 | GE INDUSTRIAL SYSTEMS | 2011-03-01 | T | 10%
[15 empty] | 47 | INTERMATIC | 2011-03-01 | T | 10%
[15 empty] | 48 | WIDELITE | 2011-03-01 | T | 10%
[15 empty] | 49 | METALLICS | 2011-03-01 | T | 20%

## Vendor Info - Graybar
Graybar
LOCATIONS
Zone | Street Address | Phone Number | Inside Contact
Zone 1 | 43 Boulden Blvd New Castle, DE 19720 | 1-800-791-5454 | Matthew Marcaida
Zone 2
Zone 3
ACCOUNT MANAGER
Account Manager: | Karen Janka
Account Manager phone: | 1-856-723-5749
Account Manager email: | karen.janka@graybar.com
DELIVERY
Days ARO
Delivery | Lamps/Ballasts | Electrical Supply
Stock Items | 1 day | 1 day
Non Stock Items | 3 days to 3 weeks** | 3 days to 3 weeks**
COVERAGE
Local stocking locations in New Castle DE, Philadelphia PA, Baltimore MD, as well as 7 national Zone warehouses (including locations in Edison NJ and Richmond VA,) supply branch locations across the USA and ensure delivery of most products within a 24 hour period. Delivery to locations across the entire State of DE are made daily by Graybar truck, UPS and motor freight. All zones are fully serviceable by Graybar. We have inventory in excess of $13 million in the zone warehouse in Edison NJ as well as inventories in excess of $1 million in New Castle DE and $3 million in Philadelphia PA. These warehouses supply material to existing customers located in Zones 1, 2 and 3 on a daily basis.Graybar’s planning and procurement processes enable us to maintain a broad range of products in sufficient quantities to meet our customers’ requirements. Our processes will ensure a high degree of availability on a broad spectrum of products to serve the State of Delaware. Local inventory will be strategically placed to better serve the State of Delaware. Graybar will assign a State of Delaware account service team to oversee the implementation and activity for all State of Delaware locations. These team members, in concert with the State of Delaware account manager, will ensure compliance with the agreement and provide for reliable communication between the State of Delaware and Graybar.

## Vendor Info - Rumsey
Rumsey
LOCATIONS
Zone | Street Address | Phone Number | Inside Contact
Zone 1 | 55 LUKENS DRIVE NEW CASTLE, DE | 302-429-9100 | Trey Jackson
Zone 1 | 501 INTERCHANGE BOULEVARD NEWARK, DE 19711-3558 | 302-368-9161 | Chuck Cannon
Zone 1 | 3015 LANCASTER AVENUE WILMINGTON, DE | 302-651-9076 | Eric Fleming
Zone 2 | 1251 COLLEGE PARK DRIVE DOVER, DE | 302-735-3300 | Rob Jarrell
Zone 3 | 35208 HUDSON WAY REHOBOTH BEACH, DE | 302-644-1900 | Mike Deckelman
Zone 1 | 99 NAAMANS ROAD CLAYMONT, DE | 302-798-2700 | Joe Booth
ACCOUNT MANAGER
Account Manager: | Lynda Lambert
Account Manager phone: | 302-593-3474
Account Manager email: | llambert@rumsey.com
DELIVERY
Days ARO
Delivery | Lamps/Ballasts | Electrical Supply
Stock Items | 1 | 1
Non Stock Items | 7-10 days | 7-10 days
COVERAGE
100 % coverage throughout the State of Delaware

## Vendor Info - United
United Electric
LOCATIONS
Zone | Street Address | Phone Number | Inside Contact
Zone 1 | 10 Bellecor Drive, New Castle, DE 19720 | 302-322-3333 | Scott Hentz
Zone 2 | 551 S. Dupont Hwy, Dover, De 19901 | 302-674-8351 | Jim Prevost
Zone 3 | 27519 Hodges Lane, Bldg. P, Dagsboro, DE 19939 | 302-539-7541 | Nick Olone
ACCOUNT MANAGER
Account Manager: | Jim Petka
Account Manager phone: | 302-324-3231
Account Manager email: | jpetka@unitedelectric.com
DELIVERY
Days ARO
Delivery | Lamps/Ballasts | Electrical Supply
Stock Items | same day pick up or next day dely. | same day pick up or next day dely
Non Stock Items | factory stock - typically 2 week aro, non-stock at the factory is at their schedule | factory stock - typically 2 week aro, non-stock at the factory is at their schedule
COVERAGE
United Electric was incorporated in the State of Delaware in 1965. We now have sixteen locations in five states, Delaware, New Jersey, Maryland, Pennsylvania and Virginia. Our Delaware locations employ 129 professionals providing sales and service to the State, including certified energy saving lighting specialists, solar product and installation specialists, engineers, lighting design and specification specialists and automation, gear, wire, and conduit specialists . Our New Castle DE headquarters has 46,500 square feet of warehouse and counter space stocking over 23,000 items for more than 250 major manufacturers. Our Dover sales and service center has 10,000 square feet of warehouse and counter area. Our Dagsboro sales and service center has 8,400 square feet of warehouse and counter area. We provided nightly transfers between all of our sixteen locations to assure prompt delivery of needed material. Each of our locations has a fully staffed outside and inside sales department ready to serve the State.
Note on D4: courtney.mccarty: Addendum #2

## Vendor Info - Wesco
WESCO
LOCATIONS
Zone | Street Address | Phone Number | Inside Contact
Zone 1 | 5 Germay Drive, Wilmington, DE. 19804 | 302-655-9611 | Mike Joswick
ACCOUNT MANAGER
Account Manager: | John Fregapane
Account Manager phone: | 302-655-9611
Account Manager email: | Jfregapane@wesco.com
DELIVERY
Days ARO
Delivery | Lamps/Ballasts | Electrical Supply
Stock Items | 1 | 1
Non Stock Items | 2 to 5 | 2 to 5
COVERAGE
We can service the entire State of Delaware. (All Zones)