## Lamps - Core
Lamps - Core Items | [11 empty] | GRAYBAR | [5 empty] | RUMSEY |  |  |  |  | UNITED ELECTRIC | [5 empty] | WESCO | [5 empty] | MSC INDUSTRIAL | [5 empty] | COLONIAL ELECTRIC
PRODUCT INFORMATION | [6 empty] | BID FOR EXACT PRODUCT |  |  |  |  | BID FOR SUBSTITUTE PRODUCT | [5 empty] | BID FOR SUBSTITUTE PRODUCT |  |  |  |  | BID FOR SUBSTITUTE PRODUCT | [5 empty] | BID FOR SUBSTITUTE PRODUCT | [5 empty] | BID FOR SUBSTITUTE PRODUCT | [5 empty] | BID FOR SUBSTITUTE PRODUCT
Line # | Manuf. | Manuf. Item # | Line Description | Est. Qty. | UOM |  | Qty/UOM | List Price ($) | Bid Price ($) | Vendor |  | Manuf | Manuf Item # | Line Desc | Qty/UOM | List Price ($) | Bid Price ($) | Manuf |  | Qty/UOM | List Price ($) | Bid Price ($) | Manuf | Manuf Item # | Line Desc | Qty/UOM | List Price ($) | Bid Price ($) | Manuf | Manuf Item # | Line Desc | Qty/UOM | List Price ($) | Bid Price ($) | Manuf | Manuf Item # | Line Desc | Qty/UOM | List Price ($) | Bid Price ($) | Manuf | Manuf Item # | Line Desc | Qty/UOM | List Price ($) | Bid Price ($)
1 | Sylvania | CF13DD/E/827/ECO | Compact Fluorescent, 13W, T3 shape | 50 | EA |  | 1 | 33.68 | 2.24 | United Electric |  | GE | F13DBX/827/ECO4P | CFL DOUBLE BIAX PLUG-IN T4 | 1 | 48.03 | 3.86 | Philips | PLC13W/27/USA | EA | 26.09 | 3.48 | [6 empty] | EIKO MINI-LAMPS | QT13/27-4P | EIKO QT13/27-4P 13W 2700K FLRLMP | 1 | 1.98 | 1.8 | Phillips | 383257 | PL-C 13W/827/4P/ALTO 10PK | 10/pk | 42.36 | 3.7605
2 | GE Lighting | FLE15AG19/2/SWCD | Compact Fluorescent, 15W, 120V, A19 Shape | 50 | EA | [6 empty] | GE | FLE13HT2/2/827 | COMPACT FLUOR LAMP ELEC SELF BALLASTED | 1 | 68.1 | 2.93 | Philips | EL/MDT2 | EA | 56.36 | 2.86 | Sylvania | CF14EL/A19/830 | 14W CF A19 | 1 | 48.32 | 3.56 | EIKO MINI-LAMPS | SP13A19/27K | EIKO SP13A19/27K 13W/14W CFL LMP | 1 | 11.7 | 3.25 | Phillips | 417378 | EL/A SWP 14W 6/1 |  | 98.73 | 3.6225 | Sylvania | 29468 | exact | 6 | 48.32 | 3.99
3 | Sylvania | SCF16ELBR30 | Compact Fluorescent, Flood, 16W, 120V, BR30 | 300 | EA |  | 1 | 67.43 | 5.06 | United Electric |  | Obsolete no replacement | [5 empty] | Philips | EL/A R30 | EA | 85.62 | 6.53 | [6 empty] | PHILIPS LIGHTING | 157032 | PHIL 157032 ELA15WR3061 | 1 | 69.65 | 4.47 | Phillips | 157032 | EL/A 15W R30 |  | 119.53 | 4.8875
4 | Sylvania | CF13EL/MINI/830 29376 CF13EL/M | Compact Fluorescent, Mini-Twist, 13W | 100 | EA |  | 1 | 40.63 | 1.8 | United Electric |  | GE | FLE16/2/R30XL827 | LAMP CFL 16W R30 X-LONG LIFE | 1 | 88.81 | 5.53 | Philips | EL/MDT2 13W | EA | 56.36 | 2.86 | [6 empty] | EIKO MINI-LAMPS | SP13/27K | EIKO SP13/27K 13W 120V CFL LAMP | 1 | 5.57 | 2 | Phillips | 413996 | EL/mdTQ 13W T2 |  | 70.04 | 2.875
5 | Sylvania | SCF19ELMINITWIST | Compact Fluorescent, Mini-Twist, 19W, 120V, E26 | 1000 | EA |  | 1 | 42.41 | 2.56 | United Electric |  | GE | FLE20HT3/2/827 | COMPACT FLUORESCENT LAMP | 1 | 58 | 2.35 | Philips | EL/MDT2 18W | EA | 60.05 | 4.71 | [6 empty] | EIKO MINI-LAMPS | SP19/27K | EIKO SP19/27K 19W/20W 120V CFL LMP | 1 | 6.8 | 2.47 | Phillips | 414003 | EL/mdTQ 18W T2 |  | 74.64 | 3.128
6 | TCP | 10120 | Compact Fluorescent, Mini-Twist, 20W, 120V, E26, Dimmable | 100 | EA | [12 empty] | Philips | EL/MDT2 20W | EA | 39.25 | 13.86 | [6 empty] | EIKO MINI-LAMPS | SP19/27K-DIM | EIKO SP19/27K-DIM 19/20W CFL LMP | 1 | 21.52 | 6.65 | Phillips | 420034 | EL/mdT 20W 1% DIM 6/1 |  | 96.06 | 7.751
7 | Sylvania | SCF13DS/841/ECO | Compact Fluorescent, Plug-In, 13W, Single Biax Shape | 50 | EA |  | 1 | 11.66 | 1.09 | United Electric |  | GE | F13BX/841/ECO | CFL LOW WATT BIAX PLUG-IN T4 | 1 | 21.5 | 3.81 | Philips | PLS13W/841 | EA | 13.72 | 1.29 | [6 empty] | EIKO MINI-LAMPS | DT13/41 | EIKO DT13/41 13W 4100K GX23 CFL LMP | 1 |  | 1.25 | Phillips | 146852 | PL-S 13W/841/2P/ALTO 10PK | 10/pk | 18.87 | 1.8975
8 | Sylvania | SCF18DD/E/835/ECO | Compact Fluorescent, Plug-In, 18W, Double Biax Shape | 100 | EA |  | 1 | 34.5 | 2.64 | United Electric |  | GE | F18DBX/835/ECO4P | CFL DOUBLE BIAX PLUG-IN T4 | 1 | 62.07 | 3.81 | Philips | PLC-18W/35/4P | EA | 43.18 | 4.88 | [6 empty] | EIKO MINI-LAMPS | QT18/35-4P | EIKO QT18/35-4P 18W 3500K FLRLMP | 1 | 2.23 | 1.86 | Phillips | 383323 | PL-C 18W/35/4P/ALTO 10PK | 10/pk | 54.73 | 4.025
9 | Sylvania | SCF26DDE835 | Compact Fluorescent, Plug-In, 26W, Double Biax Shape | 100 | EA |  | 1 | 34.5 | 2.64 | United Electric |  | GE | F26DBX/835/ECO4P | COMPACT FLUORESCENT ECO LAMP | 1 | 63.91 | 3.81 | Philips | PLC26W/35/4P | EA | 44.52 | 3.48 | [6 empty] | EIKO MINI-LAMPS | QT26/35-4P | EIKO QT26/35-4P 26W 3500K FLRLMP | 1 | 2.36 | 1.9 | Phillips | 383364 | PL-C 26W/35/4P/ALTO 10PK | 10/pk | 56.45 | 4.278
10 | Sylvania | CF32DT/E/IN/835/ECO 20885 CF32 | Compact Fluorescent, Plug-In, 32W, Triple Biax Shape | 100 | EA |  | 1 | 39.48 | 3.81 | United Electric |  | GE | F32TBX/835/A/ECO | CFL TRIPLE BIAX PLUG-IN T4 | 1 | 71.87 | 8.92 | Philips | PLT32W/35/4P | EA | 43.98 | 5.23 | [6 empty] | EIKO MINI-LAMPS | TT32/35 | EIKO TT32/35 3500K GX24Q-3 FLUORLMP | 1 | 3.82 | 2.86 | Phillips | 268334 | PL-T 32W/35/4P/ALTO 12PK | 12/pk | 55.7 | 4.945
11 | Sylvania | SFT40DL/835/RS/ECO | Compact Fluorescent, Plug-In, 40W, Biax Shape | 100 | EA |  | 1 | 27.74 | 4.35 | United Electric |  | GE | F40/30BX/SPX35 | BIAX LAMP | 1 | 45.65 | 5.85 | Philips | PLL40W835RSIS | EA | 32.5 | 5.37 | [6 empty] | EIKO MINI-LAMPS | DT40/35/RS | EIKO DT40/35/RS 40W 3500K CFL LMP | 1 | 4.47 | 3 | Phillips | 300434 | PL-L 40W /35 /4P RS 1CT25 |  | 39.1 | 4.025
12 | Sylvania | CF42DT/E/IN/841/ECO 20890 CF42 | Compact Fluorescent, Plug-In, 42W, Triple Biax Shape | 500 | EA |  | 1 | 39.66 | 3.34 | United Electric |  | GE | F42TBX/841/A/ECO | CFL TRIPLE BIAX PLUG-IN T4 | 1 | 77.9 | 5.28 | Philips | PLT42W841/4P/ALTO | EA | 59.49 | 5.23 | [6 empty] | EIKO MINI-LAMPS | TT42/41 | EIKO TT42/41 4100K GX24Q-4 FLUORLMP | 1 | 10.62 | 3 | Phillips | 433482 | PL-T 42W/841/4P |  | 75.41 | 4.8875
13 | Sylvania | CF7DS/827/ECO | Compact Fluorescent, Plug-In, 7W, Single Biax Shape | 75 | EA |  | 1 | 12.66 | 1.18 | United Electric |  | GE | F32TBX/835/A/ECO | CFL TRIPLE BIAX PLUG-IN T4 | 1 | 71.87 | 5.28 | Philips | PLS7W8272P | EA | 13.01 | 1.29 | [6 empty] | EIKO MINI-LAMPS | DT7/27 | EIKO DT7/27 7W 2700K G23 CFL LMP | 1 |  | 1.25 | Phillips | 148718 | PL-S 7W/827/2P/ALTO 10PK | 10/pk | 19.59 | 1.8975
14 | Sylvania | SCF9DS827 | Compact Fluorescent, Plug-In, 9W, Single Biax Shape | 750 | EA |  | 1 | 12.66 | 1.18 | United Electric |  | GE | F7BX/827/ECO | CFL LOW WATT BIAX PLUG-IN T4 | 1 | 20.07 | 1.53 | Philips | PLS9W8272P | EA | 13.01 | 1.29 | [6 empty] | EIKO MINI-LAMPS | DT9/27 | EIKO DT9/27 9W 2700K G23 CFL LMP | 1 |  | 1.15 | Phillips | 148676 | PL-S 9W/827/2P ALTO 10PK | 10/pk | 19.59 | 1.8975
15 | Sylvania | SCF23ELMINITWIST830 | Compact Fluorescent, Self Ballasted Screw In, 23W, 120V, T3 Shape | 100 | EA |  | 1 | 42.41 | 2.56 | United Electric |  | GE | F9DBX23/827/ECO | CFL DOUBLE BIAX PLUG-IN T4 | 1 | 38.13 | 1.65 | Philips | EL/MDT2 23W | EA | 60.5 | 3.57 | [6 empty] | EIKO MINI-LAMPS | SP23/35K | EIKO SP23/35K 23W 120V CFL LAMP | 1 | 7.35 | 2.9 | Phillips | 414011 | EL/mdTQ 23W T2 |  | 73.7 | 3.565
16 | Sylvania | cf27EL/TWIST/827 | Compact Fluorescent, Self Ballasted Screw In, 26W, 120V, Spiral, T3 Shape | 75 | EA |  | 6 | 63.29 | 6.22 | Colonial Electric |  | GE | FLE23H/T3/2/827 NEW | CFL E26 MED BASE 2700K | 1 | 62.02 | 3.66 | Philips | EL/MDT2 26W | EA | 61.21 | 3.41 | [6 empty] | EIKO MINI-LAMPS | SP27/27K | EIKO SP27/27K 27W 120V CFL LAMP | 1 | 8.25 | 3.4 | Phillips | 414102 | EL/mdTQS 26W T2 |  | 76.07 | 3.91
17 | Sylvania | S50PAR20/HAL/NFL30-120V | Flood, 50W, 120V, PAR20 Shape | 500 | EA |  | 1 | 22.86 | 2.29 | United Electric |  | GE | 38PAR20H/FL25 | 69163 HALOGEN | 1 | 33.33 | 3.52 | Philips | 39PAR20EVFL25 | EA | 23.41 | 1.94 | [6 empty] | PHILIPS LIGHTING | 39PAR20/IRC+/FL25-120V-15/1 | PHIL 39PAR20/IRC+/FL25-120V-15/1 | 1 |  | 2.73 | Phillips | 425207 | 39PAR20/IRCE/FL25 120V 15/1 |  | 12.05 | 3.013
18 | GE Lighting | 65BR30/FL/CVP-130V 15172 65BR3 | Flood, 65W, 130V, BR30 Shape | 50 | EA | [6 empty] | GE | 65BR30/PROLINE | 65W BR30 FLOOD 130V | 1 | 24.65 | 1.21 | Philips | 65BR30FL55 | EA | 14.02 | 1.21 | Sylvania | 65BR30/FL/CVP-130V | Flood, 65W,130V, BR30 | 1 | 19.37 | 0.87 | PHILIPS LIGHTING | 293803 | PHIL 293803 65BR30FL55120130VSP121 | 1 | 22 | 1.03 | Phillips | 293803 | 65BR30/FL55 120/130V SP 12/1 |  | 26.12 | 1.127 | Sylvania | 15172 | exact | 6 | 19.37 | 0.95
19 | Sylvania | S90PAR38/HAL/FL30-120V | Flood, 90W, 120V, PAR38 Shape | 400 | EA |  | 1 | 19.43 | 3.4 | WESCO |  | GE | 90PARH1500FL25TP | HALOGEN PAR38 90W INDOOR FLOOD | 1 | 50.42 | 4.4 | Philips | 70PAR38IRHALFL25 | EA | 25.17 | 5.73 | [12 empty] | Phillips | 428938 | 72PAR38/EVP/FL25 120V 12/1 |  | 19.44 | 3.7375
20 | Sylvania | 50MR16/FL35/C(EXN)-12V 58327 5 | Flood, Projection, 50W, 12V, MR16 Shape | 100 | EA |  | 1 | 18.76 | 1.08 | United Electric |  | GE | Q50MR16/C/FL40 | EXN QTZ LMP | 1 | 35.38 | 3.96 | USHIO | EXN | EA | 23.84 | 1.99 | [6 empty] | EIKO MINI-LAMPS | EXN | EIKO EXN 12V 50W 38D MR16 HAL LAMP | 1 |  | 1 | Phillips | 378059 | 50MR16/FL36 EXN 50PK | 50/pk | 24.55 | 1.8975
21 | Leviton | FS-5 | Fluorescent Lamp Starter, FS-5, Size Medium, Replacement For S2 | 75 | EA |  | 1 | 4.25 | 2.75 | Colonial Electric |  | GE | FS-5 | 4/6/8W FLUOR STARTER | 1 | 3 | 1.85 | Hubbell | FS5 | EA | 7.1 | 3.18 | Sylvania | FS-5 | Fluor. Lamp Starter | 1 | 2.43 | 0.31 | PASS SEYMOUR/LEGRAND | FS5 | P&S FS5 4/6/8W FLUOR STARTER | 1 | 4.44 | 1.3 |  | NA | #N/A |  |  | #N/A
22 | GE Lighting | SF6T5CW | Fluorescent, 6W, T5 Shape | 100 | EA | [6 empty] | GE | F6T5/CW | 9IN COOL WHITE LAMP | 1 | 22.57 | 2.08 | Philips | F5T5CW | EA | 14.76 | 1.93 | Sylvania | F6T5CW | Fluor. 6W, T5 | 1 | 13.79 | 1.44 | EIKO MINI-LAMPS | F6T5/CW | EIKO F6T5/CW 6W 4100K T-5 G5 FLRLMP | 1 | 1.9 | 1 | Phillips | 332411 | F6T5/CW PH 25PK | 25/pk | 24.59 | 1.9435 | Sylvania | 21365 | exact | 25 | 13.79 | 1.75
23 | Sylvania | F8T5/CW | Fluorescent, 8W, T5 Shape | 300 | EA |  | 1 | 12.75 | 1.42 | United Electric |  | GE | F8T5/CW | 12IN COOL WHT LAMP | 1 | 20.34 | 1.89 | Philips | F8T5CW | EA | 13.92 | 2.18 | [6 empty] | EIKO MINI-LAMPS | F8T5/CW | EIKO F8T5/CW 8W 4100K T-5 G5 FLRLMP | 1 | 1.72 | 1 | Phillips | 332478 | F8T5/CW PH 25PK | 25/pk | 23.19 | 2.346
24 | Sylvania | FP54/835/HO/ECO | Fluorescent, 54W, T5 Shape | 100 | EA |  | 1 | 24.1 | 2.67 | United Electric |  | GE | F54W/T5/835/ECO | LAMP FLUOR T5 HO ECO 3500K 54W | 1 | 47.85 | 3.81 | Philips | F54T8/835/HO | EA | 28.95 | 4.99 | [6 empty] | PHILIPS LIGHTING | 290288 | PHIL 290288 F54T5835HOALTO40PK | 1 | 28.4 | 3.68 | Phillips | 290288 | F54T5/835/HO/ALTO 40PK | 40/pk | 41.06 | 4.025
25 | Sylvania | F15T8/CW 21616 F15T8/CW 15W-T8 | Fluorescent, 15W, T8 Shape | 75 | EA |  | 1 | 11.49 | 0.99 | United Electric |  | GE | F15T8/CW | 18IN COOL WHT LAMP | 1 | 19.09 | 1.42 | Philips | F15T8CW | EA | 13.22 | 2.27 | [6 empty] | EIKO MINI-LAMPS | F15T8/CW | EIKO F15T8/CW 15W 4100K G13 FLRLMP | 1 | 2.85 | 1.11 | Phillips | 407197 | F15T8/CW 25PK | 25/pk | 24.05 | 2.76
26 | Sylvania | FO17835ECO | Fluorescent, 17W, T8 Shape | 100 | EA |  | 1 | 21.76 | 1.64 | United Electric |  | GE | F17T8/SPX35/ECO | FLUORESCENT LAMP | 1 | 43.86 | 2.82 | Philips | F17TLTL835 | EA | 21.97 | 2.67 | [6 empty] | PHILIPS LIGHTING | F17T8/TL835/ALTO-30PK | PHIL F17T8/TL835/ALTO-30PK 281881 F | 1 | 33.94 | 1.86 | Phillips | 281899 | F17T8/TL841/ALTO |  | 40.28 | 2.0125
27 | Sylvania | FO25735ECO | Fluorescent, 25W, T8 Shape | 50 | EA |  | 1 | 12.83 | 1.42 | United Electric |  | GE | F25T8/SP35/ECO | FLUORESCENT LAMP | 1 | 30.12 | 2.46 | Philips | F25T8TL835 | EA | 15.25 | 2.57 | [6 empty] | PHILIPS LIGHTING | F25T8/TL835/ALTO--30PK | PHIL F25T8/TL835/ALTO--30PK 281907 | 1 | 37.07 | 1.86 | Phillips | 281907 | F25T8/TL835/ALTO |  | 37.08 | 2.0125
28 | Sylvania | FBO31/835 | Fluorescent, 31W, T8 Shape | 400 | EA |  | 1 | 26.05 | 5.02 | United Electric |  | GE | F31T8SPX35/U/ECO | 72118 FLUORESCENT | 1 | 58.44 | 11.37 | Philips | FB31T8TL835 | EA | 29.31 | 7.25 | [6 empty] | EIKO MINI-LAMPS | F31T8/835/U | EIKO F31T8/835/U 31W 3500K FLRLMP | 1 | 16.65 | 5.25 | Phillips | 226720 | FB31T8/TL835/ALTO 15/1 |  | 36.38 | 6.0375
29 | Sylvania | FO32/835/ECO | Fluorescent, 32W, T8 Shape | 100 | EA |  | 1 | 17.76 | 1.69 | United Electric |  | GE | F32T8/SPX35/ECO2 | T8 32W SPX35 ECOLUX | 1 | 34.95 | 3.11 | Philips | FB32T8TL835 | EA | 14.68 | 2.29 | [6 empty] | PHILIPS LIGHTING | F32T8/TL835/ALTO-30PK | PHIL F32T8/TL835/ALTO-30PK 281535 F | 1 | 24.59 | 1.56 | Phillips | 281535 | F32T8/TL835/ALTO 30PK | 30/pk | 24.6 | 1.725
30 | Sylvania | SF20T12/CW | Fluorescent, 20W, T12 Shape | 100 | EA |  | 1 | 10.34 | 1.09 | United Electric |  | GE | F20T12/CW/ECO | FLUOR T12 20W CW ECO | 1 | 21.88 | 1.6 | Philips | F20T12CWALTO | EA | 12.05 | 1.34 | [6 empty] | PHILIPS LIGHTING | F20T12/CW-ALTO-30PK | PHIL F20T12/CW-ALTO-30PK 273326 F20 | 1 | 15.94 | 1.5 | Phillips | 273326 | F20T12/CW ALTO 30PK | 30/pk | 19.86 | 1.6675
31 | Sylvania | F30T12/CW/RS | Fluorescent, 30W, T12 Shape | 100 | EA |  | 1 | 13.16 | 1.2 | United Electric |  | GE | F30T12/CW/RS/ECO | FLUOR T12 30W CW ECO | 1 | 27.53 | 2.12 | Philips | F30T12CWRS | EA | 14.98 | 1.99 | [6 empty] | PHILIPS LIGHTING | F30T12/CW/RS-ALTO-30PK | PHIL F30T12/CW/RS-ALTO-30PK 272427 | 1 | 21.48 | 2.05 | Phillips | 272427 | F30T12/CW/RS ALTO 30PK | 30/pk | 24.68 | 2.2425
32 | Sylvania | SFB34CW6SSECO | Fluorescent, 34W, T12 Shape | 100 | EA |  | 1 | 40.51 | 3.65 | United Electric |  | GE | F35/CX41/U6/WM | LINEAR FLUOR U-LAMP T12 35W 4100K | 1 | 99.88 | 9.58 | Philips | FB40T12CW | EA | 49 | 4.67 | [6 empty] | PHILIPS LIGHTING | FB40/T12/CW-SUPREME/6-12PK | PHIL FB40/T12/CW-SUPREME/6-12PK 423 | 1 | 75.52 | 5.25 | Phillips | 423087 | FB40/T12/CW SUPREME/6 12PK | 12/pk | 82.67 | 5.7385
33 | Sylvania | F34CW//ECO-(F40CW//ECO) | Fluorescent, 40W, T12 Shape | 2500 | EA |  | 1 | 18.41 | 1.42 | United Electric |  | GE | F34/CW/C/WM/ECO | LINEAR FLUORESCENT ECO LAMP | 1 | 25.47 | 1.96 | Philips | F40T12CW | EA | 8.84 | 1.97 | [6 empty] | PHILIPS LIGHTING | F40T12/CWSUPREME/ALTO | PHIL F40T12/CWSUPREME/ALTO 423889 F | 1 | 21.36 | 1.8 | Phillips | 423087 | FB40/T12/CW SUPREME/6 12PK | 12/pk | 82.67 | 5.7385
34 | Sylvania | F96T12/CW/SS/ECO | Fluorescent, 60W, T12 Shape | 800 | EA |  | 1 | 38.87 | 2.8 | United Electric |  | GE | F96T12/CW/C/WM | 96IN SLIM LINE LINEAR FLUOR LAMP | 1 | 38.16 | 2.68 | Philips | F96T12CW | EA | 18.85 | 3.82 | [6 empty] | PHILIPS LIGHTING | F96T12/CW-SUPREME/ALTO-15PK | PHIL F96T12/CW-SUPREME/ALTO-15PK 42 | 1 | 46.07 | 3 | Phillips | 423194 | F96T12/CW SUPREME/ALTO 15PK | 15/pk | 46.07 | 3.1625
35 | Sylvania | SF96T12CWHOSSECO | Fluorescent, 95W, T12 Shape | 75 | EA |  | 1 | 85.78 | 3.8 | United Electric |  | GE | F96T12/CW/HO/CT | FLUOR LAMP | 1 | 48.96 | 6.36 | Philips | F96T12CWHOO | EA | 23.41 | 2.88 | [6 empty] | PHILIPS LIGHTING | 381764 | PHIL 381764 F96T12CWHOOALTO15PK | 1 | 43.06 | 3.32 | Phillips | 381764 | F96T12/CW/HO-O ALTO 15PK | 15/pk | 46.68 | 3.22
36 | GE Lighting | SLU250/ECO | HID, High Pressure Sodium Type, 250W, ED18 Shape | 100 | EA | [6 empty] | GE | LU250/H/ECO | HPS LUCALOX 250W LOW MERC | 1 | 195.33 | 9.01 | Philips | C250S50ALTO | EA | 140.56 | 7.79 | Sylvania | LU250/ECO | HID, HPS, 250W, ED18 | 1 | 113.72 | 7.34 | EIKO MINI-LAMPS | LU250 | EIKO LU250 250W ED-18 HPS LAMP | 1 | 9.11 | 7.25 | Phillips | 368795 | C250S50/ALTO 12PK | 12/pk | 173.56 | 9.2 | Sylvania | 67578 | exacdt | 20 | 113.72 | 8.44
37 | Sylvania | LU400/ECO | HID, High Pressure Sodium Type, 400W, ED18 Shape | 50 | EA |  | 1 | 116.8 | 7.61 | United Electric |  | GE | LU400/H/ECO | 400W HPS LUCALOX ECO LAMP | 1 | 200.77 | 9.3 | Philips | C400S51ALTO | EA | 144.43 | 7.79 | [6 empty] | EIKO MINI-LAMPS | LU400 | EIKO LU400 400W ED-18 HPS LAMP | 1 | 8.33 | 7.86 | Phillips | 368811 | C400S51/ALTO |  | 178.35 | 9.2
38 | Sylvania | 100A21-120V | HID, High Pressure Sodium, 100W, B17 Shape | 100 | EA |  | 12 | 9.04 | 1.07 | Colonial Electric |  | Philips | 40982 |  | 1 |  | 0.64 | Philips | C100S54M | EA | 27.1 | 9.07 | [6 empty] | PHILIPS LIGHTING | 275693 | PHIL 275693 100ARSVSBR120130V60PK | 1 | 6.42 | 1.25 | Phillips | 409821 | 72A19/EV 120V 12/2 |  | 14.52 | 2.254
39 | Sylvania | S40A15-120V | Incandescent, 40W, 120V, A15 Shape | 100 | EA |  | 1 | 4.43 | 0.29 | United Electric |  | Obsolete no replacement | [5 empty] | SATCO | S3811 | EA | 3.99 | 0.57 | [6 empty] | EIKO MINI-LAMPS | 40A15-130V | EIKO 40A15-130V 40W A15 INCAN LAMP | 1 |  | 0.55 | Phillips | 299990 | BC-40A15/LL 120V 12/1 PS |  | 4.45 | 0.874
40 | Sylvania | 60A/4/RP-120V | Incandescent, 60W, 120V, A19 Shape | 75 | EA |  | 1 | 9.04 | 0.71 | United Electric |  | Obsolete no replacement | [5 empty] | SATCO | S3952 | EA | 2.2 | 0.36 | [6 empty] | EIKO MINI-LAMPS | 50A/RS | EIKO 50A/RS 130V 50W INCAN LAMP | 1 | 0.57 | 0.56 | Phillips | 409847 | 43A19/EV 120V 12/2 |  | 14.52 | 2.346
41 | Sylvania | 60A-130V 11373 60A-130V INCAND | Incandescent, 60/53W, 130/120V, A19 Shape | 50 | EA |  | 1 | 11.78 | 0.8 | United Electric |  | Obsolete no replacement | [5 empty] | SATCO | S3952 | EA | 2.89 | 0.36 | [6 empty] | EIKO MINI-LAMPS | 50A/RS | EIKO 50A/RS 130V 50W INCAN LAMP | 1 | 0.57 | 0.56 | Phillips | 455238 | 53A19/EV 120V 12/2 TP |  | 9.29 | 2.346
42 | Sylvania | S100A/CL-120V | Incandescent, 100W, 120V, A19 Shape | 100 | EA |  | 24 | 11.94 | 1.85 | Colonial Electric |  | Obsolete no replacement | [5 empty] | Philips | 72A19EVCL 2PCPK | EA | 9.1 | 1.78 | [6 empty] | EIKO MINI-LAMPS | 100A/RS | EIKO 100A/RS 130V 100W INCAN LAMP | 1 | 0.57 | 0.56 | Phillips | 409821 | 72A19/EV 120V 12/2 |  | 14.52 | 2.254
43 | GE Lighting | S100A-130V | Incandescent, 100W, 130V, A19 Shape | 100 | EA | [6 empty] | Obsolete no replacement | [5 empty] | Philips | 72A19EVCL 2PCPK | EA | 6.45 | 1.78 | Sylvania | 100A/RS/2/RP-130V | Incandescent, 100W, Rough Service, 130V, A19 | 1 | 7.41 | 1.36 | EIKO MINI-LAMPS | 100A/RS | EIKO 100A/RS 130V 100W INCAN LAMP | 1 | 0.57 | 0.56 | Phillips | 426049 | 72A19/EV 120V 6/4 |  | 38.1 | 4.577 | Sylvania | 52551 | similar | 24 | 11.94 | 1.85
44 | Sylvania | 40B10C/T/BL/2PK-120V 13681 40B | Incandescent, 40W, 120V, B10 Shape | 100 | EA |  | 1 | 3.5 | 0.37 | United Electric |  | Obsolete no replacement | [5 empty] | Philips | BC40B101/2CLLL | EA | 3.22 | 0.85 | [6 empty] | PHILIPS LIGHTING | 168252 | PHIL 168252 BC40B1012CCLLL120V62TP | 1 | 5.32 | 0.95 | Phillips | 168252 | BC40B10-1/2C/CL/LL 120V 6/2TP |  | 7.34 | 1.035
45 | Sylvania | 25B10C/BL/2PK-120V | Incandescent, 25W, 120V, CA10 Shape | 75 | EA |  | 1 | 4.07 | 0.37 | United Electric |  | GE | 25CAC 25PK | CA10 CLEAR LAMP | 1 | 3.46 | 0.48 | Philips | BC25B101/2CLLL | EA | 3.22 | 0.77 | [6 empty] | PHILIPS LIGHTING | 168245 | PHIL 168245 BC25B1012CCLLL120V62TP | 1 | 5.32 | 0.95 | Phillips | 168245 | BC25B10-1/2C/CL/LL 120V 6/2TP |  | 7.34 | 1.035
46 | Permalite | 40B10C/BL/2PK-120V 13456 40B10 | Incandescent, 40W, 120V, CA10 Shape | 75 | EA | [6 empty] | Obsolete no replacement | [5 empty] | Philips | BC40BA9CLL | EA | 3.22 | 0.85 | Sylvania | 40B10C/BL/2PK-120V | Incandescent, 40W, 120V, CA10 | 1 | 3.7 | 0.37 | PHILIPS LIGHTING | 168070 | PHIL 168070 BC40BA9CLL120V62 | 1 | 5.32 | 0.95 | Phillips | 168252 | BC40B10-1/2C/CL/LL 120V 6/2TP |  | 7.34 | 1.035 | Sylvania | 13456 | exact | 12 | 3.7 | 0.43
47 | GE Lighting | SHA50R20LLFL | Incandescent, 60W, 120V, CA10 Shape | 100 | EA | [6 empty] | Luxrite | 20870 50R20/FL |  | 1 |  | 1.2 | Philips | 45R20 | EA | 8.69 | 1.55 | Sylvania | 45R20-120V | Incandescent, 45W, 120V, R20 | 1 | 17.83 | 1.04 | PHILIPS LIGHTING | 50R20/LL-12/1 | PHIL 50R20/LL-12/1 120V R20 MED LMP | 1 | 16.4 | 1.35 | Phillips | 203232 | 45R20/LL 120V 12/1 |  | 23.9 | 1.196
48 | GE Lighting | S60C15SGBL | Incandescent, 60W, 120V, C15 Medium Screw (E26) Base | 200 | EA | [6 empty] | Obsolete no replacement | [5 empty] | Philips | BC60A15 | EA | 8.7 | 3.95 | [6 empty] | PHILIPS LIGHTING | 168229 | PHIL 168229 BC60BA912CLLL62TP | 1 | 5.32 | 0.6 | Phillips | 409847 | 43A19/EV 120V 12/2 |  | 14.52 | 2.346
49 | GE Lighting | S250R40/10-120V | Incandescent, Flood, 250W, 120V, R40 Shape | 100 | EA | [6 empty] | GE | 250R40/1 6PK | INFRARED LAMP | 1 | 21.09 | 2.65 | SATCO | 250R40/1 | EA | 44.63 | 7.93 | [6 empty] | PHILIPS LIGHTING | 250R40/HR | PHIL 250R40/HR 120V 4/1 TP | 1 | 17.92 | 5.5 | Phillips | 415836 | 250R40/HR 120V 4/1 TP |  | 47.8 | 6.003 | Sylvania | 14464 | exact | 6 | 22.3 | 3.75
50 | Sylvania | M175UMED | Metal Halide HID, 175W, BD17 Shape | 100 | EA |  | 1 | 89 | 9.24 | United Electric |  | GE | MVR175/U/MED | MULTI-VAPOR LAMP | 1 | 150.91 | 12.15 | Philips | MH175UM | EA | 153.2 | 11.82 | [6 empty] | EIKO MINI-LAMPS | MH175/U/MED | EIKO MH175/U/MED 175W ED-17 MH LAMP | 1 | 12.89 | 8.75 | Phillips | 313585 | MH175/U/M 12PK | 12/pk | 171.14 | 13.754
51 | Sylvania | M175/U | Metal Halide HID, 175W/U, ED28 Shape | 200 | EA |  | 1 | 87.5 | 7.99 | United Electric |  | GE | MVR175/U | MULTI-VAPOR E28 CLR LMP | 1 | 125.73 | 9.84 | Philips | MH175UM | EA | 111.84 | 8.74 | [6 empty] | EIKO MINI-LAMPS | MH175/U | EIKO MH175/U 175W ED-28 MH LAMP | 1 | 10.49 | 9.5 | Phillips | 287334 | MH175/U 12PK | 12/pk | 125.67 | 11.937
52 | Sylvania | M250U | Metal Halide HID, 250W, ED28 Shape | 300 | EA |  | 1 | 98.96 | 7.99 | United Electric |  | GE | MVR250/U | MULTI-VAPOR E28 CLR LMP | 1 | 142.07 | 10.7 | Philips | MH250U | EA | 127.57 | 8.74 | [6 empty] | PHILIPS LIGHTING | MH250/U/12PK | PHIL MH250/U/12PK BT28 MOG MH LAMP | 1 | 143.34 | 10.4 | Phillips | 232801 | MS250/U/PS 12/1 |  | 209.54 | 18.285
53 | GE Lighting | 11478 | Projector Bulb, 30W, 6.6V, T3.5 Shape | 100 | EA | GE | 1 | 44.56 | 14.56 | WESCO | GE | GE | EXL | T-3-1/2 QUARTZLINE LAMP | 1 | 64.25 | 21.67 | [18 empty] | No Cross | #N/A |  |  | #N/A
54 | Philips | 16PAR38/END/F22 | LED, Narrow Flood, 16W, 120V, Par38 Shape | 50 | EA |  | 1 |  | 12 | WESCO |  | GE | LED12DP382W82725 | PAR38 12W MEDIUM | 1 | 173.5 | 17.96 | Philips | 13PAR38/F25 | EA | 128.15 | 17.01 | Sylvania | LED16PAR38/DIM/830/NFL25/G3 | LED, Narrow Flood, 16W, 120V, Par 38 | 1 | 148.1 | 44.57 | [6 empty] | Phillips | 435396 | 17PAR38/F25 3000 DIM AF SO |  |  | 20.7 | Sylvania | 78442 | exact | 6 | 148.1 | 51

## Lamps - NonCore
Lamps - NonCore
GRAYBAR
# | Item | Manufacturer | Manufacturer Catalog | Price List Dated | Price Column Used | % Discount
1 | Incandescent Lamps | GE | 9200-T | Current | Standard Carton | 82% STANDARD LARGE LAMPS 48% EXCLUDED LAMPS
2 | Energy Saving Lamps | GE | 9200-T | Current | Standard Carton | 82% STANDARD LARGE LAMPS 48% EXCLUDED LAMPS
3 | Fluorescent Lamps (All low mercury) | GE | 9200-T | Current | Standard Carton | 82% STANDARD LARGE LAMPS 48% EXCLUDED LAMPS
4 | Compact Fluorescent Lamps | GE | 9200-T | Current | Standard Carton | 48%
5 | Halogen Lamps | GE | 9200-T | Current | Standard Carton | 82% STANDARD LARGE LAMPS 48% EXCLUDED LAMPS
6 | H.I.D. Lamps | GE | 9200-T | Current | Standard Carton | 82% STANDARD LARGE LAMPS 48% EXCLUDED LAMPS
7 | LED Lamps | GE | 9200-T | Current | Standard Carton | 25%
RUMSEY
# | Item | Manufacturer | Manufacturer Catalog | Price List Dated | Price Column Used | % Discount
1 | Incandescent Lamps | PHILIPS |  | 40603 | T | 65%
1B | Incandescent Lamps (Excluded)
2 | Energy Saving Lamps | PHILIPS |  | 40603 | T | 70%
2B | Energy Saving Lamps (Excluded)
3 | Fluorescent Lamps (All low mercury) | PHILIPS |  | 40603 | T | 70%
3B | Fluorescent Lamps (All low mercury) (Excluded)
4 | Compact Fluorescent Lamps | PHILIPS |  | 40603 | T | 70%
5 | Halogen Lamps | PHILIPS |  | 40603 | T | 65%
5B | Halogen Lamps (Excluded)
6 | H.I.D. Lamps | PHILIPS |  | 40603 | T | 70%
6B | H.I.D. Lamps (Excluded)
7 | Compact Fluorescent Lamps (excluded)
8 | LED | PHILIPS |  | 40603 | T | 15%
UNITED
# | Item | Manufacturer | Manufacturer Catalog | Price List Dated | Price Column Used | % Discount
1 | Incandescent Lamps | Sylvania | Trade Service | Current | Col 3 | 79%
2 | Energy Saving Lamps | See Compact Fluorescent or LED
3 | Fluorescent Lamps (All low mercury) | Sylvania | Trade Service | Current | Col 3 | 49%
4 | Compact Fluorescent Lamps | Sylvania | Trade Service | Current | Col 3 | 15%
5 | Halogen Lamps | Sylvania | Trade Service | Current | Col 3 | 79%
6 | H.I.D. Lamps | Sylvania | Trade Service | Current | Col 3 | 79%
7 | LED Lamps | Sylvania | Trade Service | Current | Col 3 | 62%
WESCO
# | Item | Manufacturer | Manufacturer Catalog | Price List Dated | Price Column Used | % Discount
1 | Incandescent Lamps | Philips |  | Current | T | 75%
2 | Energy Saving Lamps | Philips |  | Current | T | 75%
3 | Fluorescent Lamps (All low mercury) | Philips |  | Current | T | 75%
4 | Compact Fluorescent Lamps | Philips |  | Current | T | 75%
5 | Halogen Lamps | Philips |  | Current | T | 75%
6 | H.I.D. Lamps | Philips |  | Current | T | 75%
7 | LED Lamps | Philips |  | Current | T | 75%
COLONIAL ELECTRIC
# | Item | Manufacturer | Manufacturer Catalog | Price List Dated | Price Column Used | % Discount
1 | Incandescent Lamps | SYLVANIA | 15-1 GOLD BOOK | 2015-05-20 | LIST | 80% Standard / 40% Exlcuded
2 | Energy Saving Lamps | SYLVANIA | 15-1 GOLD BOOK | 2015-05-20 | LIST | 80% Standard / 40% Exlcuded
3 | Fluorescent Lamps (All low mercury) | SYLVANIA | 15-1 GOLD BOOK | 2015-05-20 | LIST | 80% Standard / 40% Exlcuded
4 | Compact Fluorescent Lamps | SYLVANIA | 15-1 GOLD BOOK | 2015-05-20 | LIST | 45%
5 | Halogen Lamps | SYLVANIA | 15-1 GOLD BOOK | 2015-05-20 | LIST | 80% Standard / 40% Exlcuded
6 | H.I.D. Lamps | SYLVANIA | 15-1 GOLD BOOK | 2015-05-20 | LIST | 80% Standard / 40% Exlcuded
7 | LED Lamps | SYLVANIA | 15-1 GOLD BOOK | 2015-05-20 | LIST | 20%
MSC INDUSTRIAL
# | Item | Manufacturer | Manufacturer Catalog | Price List Dated | Price Column Used | % Discount
1 | Incandescent Lamps | Philips | PS100-U | 72015 | S | 78%
2 | Energy Saving Lamps | Philips | PS100-U | 72015 | S | 78%
3 | Fluorescent Lamps (All low mercury) | Philips | PS100-U | 72015 | S | 78%
4 | Compact Fluorescent Lamps | Philips | PS100-U | 72015 | S | 78%
5 | Halogen Lamps | Philips | PS100-U | 72015 | S | 78%
6 | H.I.D. Lamps | Philips | PS100-U | 72015 | S | 78%
7 | LED Lamps | Philips | PS100-U | 72015 | S | 72%

## Ballast - Core
Ballast - Core | [5 empty] | GRAYBAR |  |  | RUMSEY |  |  | UNITED |  |  | WESCO |  |  | MSC INDUSTRIAL |  |  | COLONIAL ELECTRIC
PRODUCT INFORMATION | [5 empty] | BID FOR EXACT PRODUCT |  |  | BID FOR EXACT PRODUCT |  |  | BID FOR EXACT PRODUCT |  |  | BID FOR EXACT PRODUCT |  |  | BID FOR EXACT PRODUCT |  |  | BID FOR EXACT PRODUCT
Line # | Manuf. | Manuf. Item # | Line Description | Est. Qty. | UOM | Qty/UOM | List Price ($) | Bid Price ($) | Qty/UOM | List Price ($) | Bid Price ($) | Qty/UOM | List Price ($) | Bid Price ($) | Qty/UOM | List Price ($) | Bid Price ($) | Qty/UOM | List Price ($) | Bid Price ($) | Qty/UOM | List Price ($) | Bid Price ($)
1 | Advance Transformer | ADV7C150P40R | Dry-Film Capacitor, 400V, Round Shape | 25 | EA | 1 | 168.45 | 22.5 | EA | 171.94 | 24.73 | 1 | 205.45 | 19.57 | 1 | 168.45 | 19 | 72/cs | 205.45 | 21.24 | 1 | 205.45 | 20.55
2 | Advance Transformer | ADVLC49C | Electromagnetic Ballast, Preheat Start, 120V, 11W | 20 | EA | 1 | 32.75 | 8.55 | EA | 28.21 | 6.52 | 1 | 39.94 | 7.44 | 1 | 32.75 | 7.2 | 12/cs | 39.94 | 8.0712 | 1 | 39.94 | 7.98
3 | Advance Transformer | ADVRLQ120TP | Electromagnetic Ballast, Trigger Start, 120V, 29W | 15 | EA | 1 | 76.46 | 23.75 | EA | 74.46 | 19.66 | 1 | 93.35 | 20.66 | 1 | 76.46 | 20 | 10/cs | 93.35 | 22.42 | 1 | 93.35 | 21.69
4 | Advance Transformer | ICF2S26H1LDK 2-26W 120/277V | Electronic Ballast, CFL Lamp, Rapid Start, 120/277V, 54W | 50 | EA | 1 | 116.89 | 17.5 | EA | 135.92 | 18.41 | 1 | 142.53 | 15.22 | 1 | 116.89 | 14.65 | 12/cs | 142.53 | 16.52 | 1 | 142.53 | 17.82
5 | Advance Transformer | ADVICF2S42M2LDK | Electronic Ballast, CFL Lamp, Rapid Start, 120/277V, 93W | 100 | EA | 1 | 125.78 | 18.75 | EA | 145.92 | 19.51 | 1 | 153.37 | 16.31 | 1 | 125.78 | 15.75 | 12/cs | 153.37 | 17.7 | 1 | 153.37 | 19.75
6 | Advance Transformer | RELB2S40SC35I | Electronic Ballast, F34T12 or F40T12 Lamps, Rapid Start, 120V | 50 | EA | 1 | 61.02 | 11.25 | EA | 70.49 | 10.4 | 1 | 74.41 | 9.79 | 1 | 59.83 | 9.5 | 10/cs | 74.41 | 10.62 | 1 | 61.02 | 10.5
7 | Advance Transformer | ADVICN2TTP40SC35I | Electronic Ballast, J Lamp, Instant Start, 120/277V, 72W | 25 | EA | 1 | 99.1 | 20 | EA | 125.92 | 19.78 | 1 | 120.83 | 17.4 | 1 | 99.1 | 16.8 | 10/cs | 120.83 | 18.88 | 1 | 99.1 | 22.5
8 | Advance Transformer | ADVVEL2S40SC35I | Electronic Ballast, Rapid Start, T12 Lamp, 277V | 20 | EA | 1 | 87.16 | 11.25 | EA | 100.66 | 12.09 | 1 | 106.28 | 9.79 | 1 | 87.16 | 9.5 | 10/cs | 106.28 | 10.62 | 1 | 87.16 | 10.5
9 | Advance Transformer | QTP-2X32T8/UNV-IN-C | Electronic Ballast, T8 Lamp, Instant Start, 120/277 Volt, 59W | 50 | EA | 1 | 92.13 | 9.38 | EA | 97.78 | 8.8 | 1 | 112.34 | 8.16 | 1 | 130.06 | 8 | 10/cs | 112.34 | 8.85 | 10 | 92.13 | 9.45
10 | Advance Transformer | ADVICN2P32N35I | Electronic Ballast, T8 Lamp, Instant Start, 120/277V (1-2 lamps) | 300 | EA | 1 | 92.13 | 9.38 | EA | 97.78 | 8.8 | 1 | 112.35 | 8.16 | 1 | 92.13 | 8 | 10/cs | 112.34 | 8.85 | 1 | 92.13 | 9.45
11 | Advance Transformer | ICN1P32N35I | Electronic Ballast, T8 Lamp, Instant Start, 120/277V (1 lamp) | 50 | EA | 1 | 92.13 | 9.38 | EA | 62.34 | 8.79 | 1 | 112.34 | 8.16 | 1 | 92.13 | 8 | 10/cs | 112.34 | 8.85 | 1 | 92.13 | 9.45
12 | Advance Transformer | ICN4P32SC35I ELECTRONIC BALL | Electronic Ballast, T8 Lamp, Instant Start, 120/277V, 112W | 300 | EA | 1 | 112.59 | 11.88 | EA | 130.15 | 10.99 | 1 | 137.29 | 10.33 | 1 | 112.59 | 10 | 10/cs | 137.29 | 11.21 | 1 | 112.59 | 11.4
13 | Advance Transformer | ADVICN3P32SC35I | Electronic Ballast, T8 Lamp, Instant Start, 120/277V, 85W | 200 | EA | 1 | 102.37 | 10.63 | EA | 118.25 | 9.92 | 1 | 124.82 | 9.24 | 1 | 102.37 | 8.9 | 10/cs | 124.82 | 10.03 | 1 | 102.37 | 10.51
14 | Advance Transformer | ICN2S40N35I | Electronic Ballast, T12 Lamp, Rapid Start, 120/277V (2 lamp) | 50 | EA | 1 | 87.16 | 11.25 | EA | 100.66 | 12.09 | 1 | 106.28 | 9.79 | 1 | 87.16 | 9.5 | 10/cs | 106.28 | 10.62 | 1 | 87.16 | 21.48
15 | Advance Transformer | ICN3TTP40SC35I | Electronic Ballast, CFL, Instant Start, 120/277V (3 lamp) | 50 | EA | 1 | 108.37 | 36.39 | EA | 137.71 | 23.08 | 1 | 106.28 | 19.57 | 1 | 108.37 | 19 | 10/cs | 106.28 | 21.24 | 1 | 87.16 | 21.48
16 | Advance Transformer | 71A8271001D | HID Ballast Kit, Core And Coil, HPS Lamp, 250W | 100 | EA | 1 | 717.25 | 61.1 | EA | 699.12 | 58.24 | 1 | 874.59 | 53.14 | 1 | 717.25 | 54 | EA | 874.59 | 57.6784 | 1 | 717.25 | 58.32
17 | Advance Transformer | 71A8453001D | HID Ballast Kit, Core And Coil, HPS Lamp, 400W | 20 | EA | 1 | 840.82 | 73.44 | EA | 819.59 | 60.44 | 1 | 1025.27 | 63.87 | 1 | 840.82 | 65 | EA | 1025.27 | 69.325 | 1 | 840.82 | 70.11
18 | Advance Transformer | 71A8753001 | HID Ballast Kit, Core And Coil, HPS Lamp, 1000W | 25 | EA | 1 | 1145.75 | 127.5 | EA | 1125.34 | 108.08 | 1 | 1397.09 | 110.88 | 1 | 1145.75 | 111 | EA | 1397.09 | 120.36 | 1 | 1145.75 | 119
19 | Advance Transformer | 71A5570001D | HID Ballast Kit, Probe Start, MH Lamp, 150/175W | 25 | EA | 1 | 255.46 | 35 | EA | 255.98 | 33.08 | 1 | 311.5 | 30.44 | 1 | 255.46 | 31 | EA | 311.5 | 33.04 | 1 | 255.46 | 34.59
20 | Advance Transformer | 71A6051001D | HID Ballast Kit, Probe Start, MH Lamp, 400W | 25 | EA | 1 | 441.91 | 47.5 | EA | 442.85 | 46.25 | 1 | 538.86 | 41.31 | 1 | 441.91 | 42 | EA | 538.86 | 44.84 | 1 | 441.91 | 48.65

## Ballast - NonCore
Ballast - NonCore
GRAYBAR
# | Item | Manufacturer | Manufacturer Catalog | Price List Dated | Price Column Used | % Discount
1 | Ballasts - Magnetic | Philips Advance | 165CC | 2012-07-01 | standard carton | 40%
2 | Electronic Energy Saving Ballasts | Philips Advance | 165CC | 2012-07-01 | standard carton | 50%
3 | H. I. D. Ballasts | Philips Advance | 165CC | 2012-07-01 | standard carton | 50%
4 | Metal Halide Ballasts | Philips Advance | 165CC | 2012-07-01 | standard carton | 50%
RUMSEY
# | Item | Manufacturer | Manufacturer Catalog | Price List Dated | Price Column Used | % Discount
1 | Ballasts - Magnetic | ADVANCE | 163CC | 2014-08-02 | STD CARTON | 40%
2 | Electronic Energy Saving Ballasts | ADVANCE | 163CC | 2014-08-02 | STD CARTON | 48%
3 | H. I. D. Ballasts | ADVANCE | 163CC | 2014-08-02 | STD CARTON | 48%
4 | Metal Halide Ballasts | ADVANCE | 163CC | 2014-08-02 | STD CARTON | 48%
UNITED
# | Item | Manufacturer | Manufacturer Catalog | Price List Dated | Price Column Used | % Discount
1 | Ballasts - Magnetic | Advance | Trade Service | Current | COL 3 | 65%
2 | Electronic Energy Saving Ballasts | Advance | Trade Service | Current | COL 3 | 72%
3 | H. I. D. Ballasts | Advance | Trade Service | Current | COL 3 | 65%
4 | Metal Halide Ballasts | Advance | Trade Service | Current | COL 3 | 65%
WESCO
# | Item | Manufacturer | Manufacturer Catalog | Price List Dated | Price Column Used | % Discount
1 | Ballasts - Magnetic | Advance |  | Current | T | 65%
2 | Electronic Energy Saving Ballasts | Advance |  | Current | T | 65%
3 | H. I. D. Ballasts | Advance |  | Current | T | 65%
4 | Metal Halide Ballasts | Advance |  | Current | T | 65%
COLONIAL ELECTRIC
# | Item | Manufacturer | Manufacturer Catalog | Price List Dated | Price Column Used | % Discount
1 | Ballasts - Magnetic | ADVANCE | 165CC | 2012-07-01 | STD CARTON | 60%
2 | Electronic Energy Saving Ballasts | ADVANCE | 165CC | 2012-07-01 | STD CARTON | 60%
3 | H. I. D. Ballasts | ADVANCE | 165CC | 2012-07-01 | STD CARTON | 60%
4 | Metal Halide Ballasts | ADVANCE | 165CC | 2012-07-01 | STD CARTON | 60%
MSC INDUSTRIAL
# | Item | Manufacturer | Manufacturer Catalog | Price List Dated | Price Column Used | % Discount
1 | Ballasts - Magnetic | Advance | 165CC | 2012-07-01 | Std Price | 60%
2 | Electronic Energy Saving Ballasts | Advance | 165CC | 2012-07-01 | Std Price | 53%
3 | H. I. D. Ballasts | Advance | 165CC | 2012-07-01 | Std Price | 60%
4 | Metal Halide Ballasts | Advance | 165CC | 2012-07-01 | Std Price | 60%

## Electrical - Core
Electrical - Core | [6 empty] | GRAYBAR |  |  | RUMSEY |  |  | UNITED |  |  | WESCO |  |  | COLONIAL |  |  | MSC
PRODUCT INFORMATION | [6 empty] | BID FOR EXACT PRODUCT |  |  | BID FOR EXACT PRODUCT |  |  | BID FOR EXACT PRODUCT |  |  | BID FOR EXACT PRODUCT |  |  | BID FOR EXACT PRODUCT |  |  | BID FOR EXACT PRODUCT |  |  | BID FOR SUBSTITUTE PRODUCT
Line # | Category | Manuf. | Manuf. Part # | New Line Description | Qty | UOM | Qty/UOM | List Price ($) | Bid Price ($) | Qty/UOM | List Price ($) | Bid Price ($) | Qty/UOM | List Price ($) | Bid Price ($) | Qty/UOM | List Price ($) | Bid Price ($) | Qty/UOM | List Price ($) | Bid Price ($) | Qty/UOM | List Price ($) | Bid Price ($) | Manuf | Manuf Part # | Line Desc | UOM | Qty/UOM | List Price ($) | Bid Price ($) | Vendor
1 | Battery | Generic | 1209 | 6V Spring Fitting Battery | 1000 | EA |  |  |  | EA |  |  |  | 8.52 | 1.99 | 1 | 5.68 | 1.5 | EA | 10.96 | 1.5 | 1 | 4.34 | 1.6591 | RAYOVAC | 6V-HD | 6V SPRING | EA | 1 | 2.95 | 1.46 | Rumsey
2 | Battery | Eveready | UCCEN22 | 9V Battery | 2500 | EA |  |  |  | EA |  |  |  | 4.14 | 1.25 | 1 | 2.76 | 0.96 | EA | 6.5 |  | 72 | 193.06 | 0.91 | RAYOVAC | AL9V | 9V | EA | 1 | 2.4 | 1.1 | Rumsey
3 | Battery | Eveready | UCCEN91 | AA Battery | 12000 | EA |  |  |  | EA |  |  |  | 1.29 | 0.35 | 1 | 0.86 | 0.23 | EA | 2.41 |  | 144 | 129.64 | 0.2 | RAYOVAC | ALAA | AA | EA | 1 | 0.65 | 0.26 | Rumsey
4 | Battery | Eveready | UCCEN92 | AAA Battery | 7000 | EA |  |  |  | EA |  |  |  | 1.35 | 0.35 | 1 | 0.9 | 0.23 | EA | 2.41 |  | 144 | 129.64 | 0.2 | RAYOVAC | ALAAA | AAA | EA | 1 | 0.65 | 0.26 | Rumsey
5 | Battery | Eveready | UCCEN93 | C Battery | 1000 | EA |  |  |  | EA |  |  |  | 2.34 | 0.6 | 1 | 1.56 | 0.54 | EA | 3.5 |  | 72 | 100.91 | 0.47 | RAYOVAC | ALC | C | EA | 1 | 1.25 | 0.52 | Rumsey
6 | Battery | Eveready | UCCEN95 | D Battery | 2000 | EA |  |  |  | EA |  |  |  | 2.52 | 0.8 | 1 | 1.68 | 0.72 | EA | 4.25 |  | 72 | 126.12 | 0.66 | RAYOVAC | ALD | D | EA | 1 | 1.45 | 0.62 | Rumsey
7 | Cable | Generic | MC123MCTUFFCOIL M/C CABLE 12-3 | 12/3 Aluminum MC Cable | 3000 | FT | 1000 |  | 745.47 | FT | 2.1 | 0.85 | 1 | 0.1714 | 0.07 | 1 | 1.7406 | 0.67 | 1000 | N/A | 1.05
8 | Cable | Superior Essex | 244CAT5EDB | BBD Category 5e Outside Plant (OSP) cables | 2500 | FT |  |  |  | FT | 1.25 | 0.49 | 1 | 0.978 | 0.17063 |  |  |  | 1000 | N/A | 0.25 |  |  |  | Superior Essex | 04-001-58 | 5E-O4P24-BK-R-ESS-NR | FT | 1000 |  | 208.07 | Graybar
9 | Cable | Generic | COAXRG59+182PVC | Cable - Black Coaxial Siamese, RG59 20AWG, 18/2 Copper Shield Power | 1000 | FT |  |  |  | FT | 1.15 | 0.33 | 1 | 1.191 | 0.29117 | 1 | 0.71661 | 0.19 | 1000 | N/A | 0.46 |  |  |  | Belden | RG59UNP/1P18CM-R-BED | 549945 0101000 | FT | 1000 |  | 250.34 | Graybar
10 | Cable | Generic | 244CAT3GYGEN | CAT3 communication cable | 1000 | FT |  |  |  | FT | 0.65 | 0.18 | 1 | 0.15 | 0.09313 | 1 | 0.29674 | 0.07 | 1000 | N/A | 0.12 |  |  |  | Superior Essex | 18-241-33 | 3NP4P24-GY-P-ESS-PV | FT | 1000 |  | 114.29 | Graybar
11 | Cable | Generic | 244CAT5EBEGEN | CAT5 E communication cable | 15000 | FT |  |  |  | FT | 0.35 | 0.1 | 1 | 0.397 | 0.0675 | 1 | 0.34087 | 0.07 | 1000 | N/A | 0.099 |  |  |  | Superior Essex | 51-240-25 | 5ENP4P24-BL-P-ESS-PV | FT | 1000 |  | 118.57 | Graybar
12 | Cable | Generic | ACCUTECH390928GA3 HITACHI 39092 | CAT5 Shielded Riser, 1000' Box | 6 | BX |  |  |  | BX |  |  |  |  | 275 |  |  |  | 1000 | N/A | 231
13 | Cable | OMNI | #24/1PRCROSSCONNECT CA | Direct Burial cable (Traffic) | 1000 | FT |  |  |  | FT | 0.25 | 0.07 |  |  |  | 1 | 0.0441 | 0.04 |  | N/A |  |  |  |  | Omni Cable | J32401CC | 24/1P CROSS CONNECT BC SOLID BLU/WHT-WHT/BLU 300V PVC | FT | 1000 |  | 71.43 | Graybar
14 | Cable | OMNI | OMNIJ32401CC #24/1pr Cross Conn | Direct Burial cable (Traffic) | 1000 | FT |  |  |  | FT | 0.25 | 0.07 |  |  |  | 1 | 0.0441 | 0.04 |  | N/A |  |  |  |  | Omni Cable | J32401CC | 24/1P CROSS CONNECT BC SOLID BLU/WHT-WHT/BLU 300V PVC | FT | 1000 |  | 71.43 | Graybar
15 | Cable | Generic | COAXRG6UBOX | Dual shielded RG6 with 18 gauge copper clad steel center conductor, a bonded APA foil shield, and 40% aluminum braid shield. For use in CCTV (closed circuit television) or CATV (community antenna television) applications | 5000 | FT |  |  |  | FT | 0.27 | 0.09 | 1 | 0.294 | 0.0519 | 1 | 0.19261 | 0.051 | 1000 | N/A | ..065
16 | Cable | Generic | 182SPT1BN | Lamp Cord, 18 Gauge, 18/2 SPT-1 | 1000 | FT | 1000 | 223.62 | 182.36 | FT | 0.36 | 0.12 | 1 | 0.77195 | 0.14875 | 1 | 0.2969 | 0.14 | 1000 | N/A | 0.289
17 | Cable | Generic | MC102MCTUFFCOIL | MC TUFF® Lightweight Steel Cable 10-2 | 250 | FT | 1000 | 1574.92 | 964.07 | FT | 3.5 | 1.15 | 1 | 2.128 | 0.90558 | 1 |  | 0.81 | 1000 | N/A | 1.2
18 | Cable | Generic | MC122MCTUFFCOIL | MC TUFF® Lightweight Steel Cable 12-2 | 4000 | FT | 1000 | 740 | 434.86 | FT | 1.65 | 0.55 | 1 | 1 | 0.41284 | 1 |  | 0.37 | 1000 | N/A | 0.52
19 | Cable | Coleman | COAXRG59PVC | RG59 CATV Coax Cable Non-Plenum 22CCS 40%AL CM Black | 1000 | FT |  |  |  | FT | 0.65 | 0.14 | 1 | 0.1823 | 0.05723 | 1 | 0.18333 | 0.06 | 1000 | N/A | 0.18 | 1 | 0.17 | 0.066477 | Belden | RG59UNP/1P18CM-R-BED | 549945 0101000 | FT | 1000 |  | 250.34 | Graybar
20 | Cable | Coleman | COAXRG6UPVC 92001-06-08 COAX RG | RG6/U 75 Ohm MATV- 1000' Reel | 4 | RL |  |  |  | RL | 252 | 74.67 | 1000 | 0.29468 | 0.0519 | 1 | 170 | 50 | 1000 | N/A | 0.72
21 | Cable | Southwire | RX122 | ROMEX NM-B 12AWG 2C W/GROUND | 3500 | FT | 1000 | 380.04 | 319.86 | FT | 0.78 | 0.35 | 1 | 0.738 | 0.28528 | 1 | 0.79482 | 0.27 | 1000 | N/A | 0.263
22 | Cable | Southwire | RX142 | ROMEX NM-B 14AWG 2C W/GROUND | 1000 | FT | 1000 | 246.07 | 207.11 | FT | 0.65 | 0.23 | 1 | 0.477 | 0.18473 | 1 | 0.51466 | 0.18 | 1000 | N/A | 0.202
23 | Cable | Generic | COAXRG6U500FTREEL | Single conductor, solid bare copper covered steel wire for use in CATV, MATV, class 2 circuits internal wiring, local area networks, and RF signal transmission | 1000 | FT |  |  |  | FT | 1.85 | 0.63 | 1 | 0.294 | 0.05507 | 1 | 0.19261 | 0.06 | 1000 | [5 empty] | Commscope | RG6U-NP-60-FA-FN-R-CMS | 5730 BKRL RG6 60 1000 8202603/10 | FT | 1000 |  | 83.69 | Graybar
24 | Cable | Generic | FIBER22IP625MMPVC | Water-Blocked/Sunlight Resistant Indoor/Outdoor Tight Buffer Fiber Optic Cables – Riser Rated OFNR, TeraGain® 62.5/125 μm (220/600 Mhz-km) MMF | 1000 | FT |  |  |  | FT | 3.5 | 0.78 | 1 |  | 0.475 | 1 | 0.2821 | 0.25 | [6 empty] | Corning | M-RO-12-DN-A-L-BK-SIC-CUT REEL | 012K8F-31130-29 | FT | 1000 |  | 1585.67 | Graybar
25 | Cable | Generic |  | 10-2 AWG type UF cable (250 foot ) | 1 | CL | 1000 | 658.81 | 554.49 | CL | 355 | 148.11 | 250 | 320 | 132 | 1 | 1380 | 105 | 1000 | N/A | 778
26 | Cable | Generic |  | 10-3 AWG type UF cable ( 250 foot) | 1 | CL | 1000 | 950.59 | 800.06 | CL | 855 | 211.43 | 250 | 461 | 190 | 1 | 1970 | 170 | 1000 | N/A | 1057
27 | Cable | Generic |  | 12-2 AWG type UF cable ( 250 foot) | 1 | CL | 1000 | 416.53 | 350.57 | CL | 288 | 93.64 | 250 | 202 | 84 | 1 | 870 | 78 | 1000 | N/A | 450
28 | Cable | Generic |  | 12-3 AWG type UF cable ( 250 foot ) | 1 | CL | 1000 | 603.9 | 508.26 | CL | 453 | 134.32 | 250 | 293 | 120 | 1 | 1250 | 107.5 | 1000 | N/A | 595
29 | Cable Tie | Thomas/Betts | MPNY-1000A-9-C | Cable Tie 1 1/8 x 1 1/8" Mounting Base Natural Nylon 6.6 Adhesive Mounting- For Use with Cable Ties Up to 50 lbs. | 500 | EA | 100 | 86.4 | 41.44 | EA | 0.85 | 0.16 |  | 0.864 | 0.12 | 1 | 0.54 | 0.15 | 100 | 76 | 13.55 | 100 | 25.58 | 8.2955
30 | Cable Tie | Thomas/Betts | THBL7509C | Cable Tie 50lb 7" Natural All-Nylon 100 Per Bag | 100 | BG |  |  |  | BG | 6.72 | 1.22 |  | 12.84 | 1.99 | 1 | 8 | 3 | 100 |  | 2.25 | 100 | 8.02 | 1.2955 | Thomas-Betts | TY525M | LOCKING CABLE TIE | EA | 100 | 32.85 | 15.75 | Graybar
31 | Cable Tie | Thomas/Betts | THBL7509M | Cable Tie 50lb 7" Natural All-Nylon 1000 Per Bag | 5 | BG |  |  |  | BG | 72.5 | 12.2 |  | 115.5 | 19.25 | 1 | 70 | 20 | 100 |  | 14.25 |  |  |  | Thomas-Betts | TY525M | LOCKING CABLE TIE-BULK | EA | 100 | 13.76 | 6.6 | Graybar
32 | Cable Tie | Thomas/Betts | TY25MX | Cable Tie 50lb 7" Ultraviolet Resistant Black Nylon with Stainless Steel Locking Device Bulk Pack | 1000 | EA | 100 | 15.39 | 4.64 | EA | 2.5 | 0.05 |  | 0.1539 | 0.047 | 1 | 0.0962 | 0.04 | 100 | 0.62 | 0.1 | 1000 | 174.91 | 34.8864
33 | Cable Tie | Thomas/Betts | TY525MX | Cable Tie 50lb 7" Ultraviolet Resistant Black Nylon with Stainless Steel Locking Device Distributor Pack | 750 | EA | 100 | 35.2 | 12.09 | EA | 5.1 | 0.13 |  | 0.352 | 0.11 | 1 | 0.22 | 0.08 | 100 | 0.433 | 0.21 | 100 | 26.96 | 9.6705
34 | Cable Tie | Thomas/Betts | TY526M | Cable Tie 30lb 11" Natural Nylon with Stainless Steel Locking Device Distributor Pack | 500 | EA | 100 | 48.18 | 14.73 | EA | 6.1 | 0.18 |  | 0.48 | 0.15 | 1 | 0.3011 | 0.12 | 100 | 0.44 | 0.173 | 100 | 37.94 | 13.5795
35 | Cable Tie | Thomas/Betts | TY526MX | Cable Tie 30lb 11" Ultraviolet Resistant Black Nylon with Stainless Steel Locking Device Distributor Pack | 500 | EA | 100 | 64.82 | 19.44 | EA | 2.1 | 0.24 |  | 0.65 | 0.2 | 1 | 0.4051 | 0.15 | 100 | 0.5938 | 0.31 | 100 | 55.19 | 17.1136
36 | Cable Tie | Thomas/Betts | THBL-11-50-9-C | Cable Tie 50lb 11" Natural All-Nylon 100 Per Bag | 5 | BG |  |  |  | BG | 9.5 | 3 |  | 28 | 4.5 | 1 | 17 | 6 | 100 | 24.46 | 2.56 | 100 | 18.74 | 2.9091 | Thomas-Betts | TY527M | LOCKING CABLE TIE | EA | 100 | 110.16 | 52.83 | Graybar
37 | Cable Tie | Thomas/Betts | TY527MX | Cable Tie 120lb 13" Ultraviolet Resistant Black Nylon with Stainless Steel Locking Device Distributor Pack | 750 | EA | 100 | 119.79 | 57.45 | EA | 4.85 | 0.47 |  | 1.2 | 0.36 | 1 | 0.7487 | 0.32 | 100 | 1.0976 | 0.58 | 50 | 51.15 | 15.8182
38 | Conduit | Allied | EMTC050 | EMT Conduit, 1/2" | 900 | FT | 100 | 36.58 | 26.4 | FT | 2.1 | 0.24 | 1 | 1.55 | 0.238 | 1 | 1.5473 | 0.22 | 100 | N/A | 0.257
39 | Conduit | Allied | EMTC075 | EMT Conduit, 3/4" | 1500 | FT | 100 | 62.11 | 45.66 | FT | 2.5 | 0.48 | 1 | 2.68 | 0.4114 | 1 | 2.4107 | 0.37 | 100 | N/A | 0.42
40 | Conduit | Allied | ALC400 | Rigid Alminum Conduit, 4" | 1500 | FT | 100 | 1610.92 | 1187.43 | FT | 6.7 | 1.121 | 1 | 0 | 10.37 | 1 | 25.2847 | 9.56 | 100 | N/A | 12.75
41 | Conduit | Generic | PVC075 | Schedule 40 Extra Heavy Duty PVC Conduit, 3/4" | 1500 | FT | 100 |  | 21.83 | FT | 2.5 | 0.22 | 1 | 0 | 0.2131 | 1 | 0.3992 | 0.19 | 100 | N/A | 0.22
42 | Conduit | Generic | PVC100 | Schedule 40 Heavy Duty PVC Conduit, 1" | 250 | FT | 100 |  | 31.71 | FT | 6.5 | 0.32 | 1 | 0 | 0.31 | 1 | 0.5826 | 0.27 | 100 | N/A | 0.3
43 | Conduit | Generic | PVC125 | Schedule 40 Heavy Duty PVC Conduit, 1 1/4" | 200 | FT | 100 |  | 45.71 | FT | 8.4 | 0.46 | 1 | 0 | 0.48 | 1 | 0.8406 | 0.39 | 100 | N/A | 0.295
44 | Conduit | Generic | PVC200 | Schedule 40 Heavy Duty PVC Conduit, 2" | 3000 | FT | 100 |  | 66.83 | FT | 9.5 | 0.67 | 1 | 0 | 0.65 | 1 | 1.2363 | 0.57 | 100 | N/A | 0.7
45 | Contactor | Square D |  | Contactor, 2 pole, 240V, 30amp | 10 | EA | 1 |  | 86.59 | EA |  |  | 1 | 71 | 59.94 |  |  |  | E | 55 | 49.5 |  |  |  | CUTLER-HAMMER MULTIPLE ME | C25DND230B | C-H C25DND230B DEFINITE PURPOSE CON | E | 1 | 136.62 | 47 | Colonial
46 | Contactor | Square D | 8910DPA62V09 | Contactor, 2 pole, 240V, 60amp | 10 | EA | 1 | 185 | 130.85 | EA |  |  | 1 | 185 | 156.17 |  |  |  | E | 185 | 151.13 |  |  |  | CUTLER-HAMMER DISTRIBUTIO | C25FNF260B | C-H C25FNF260B DEFINITE PURPOSE CON | E | 1 | 339.48 | 115 | Colonial
47 | Contactor | Square D |  | Contactor, 2 pole, 600V, 30amp | 10 | EA | 1 |  | 86.59 | EA |  |  | 1 | 71 | 59.94 |  |  |  | E | [5 empty] | CUTLER-HAMMER MULTIPLE ME | C25DND230D | C-H C25DND230D OPEN N-R 2P 30A DP C | E | 1 | 136.62 | 47 | Colonial
48 | Contactor | Square D |  | Contactor, 2 pole, 600V, 60amp | 10 | EA | 1 | 185 | 130.85 | EA |  |  | 1 | 185 | 156.17 |  |  |  | E | [5 empty] | CUTLER-HAMMER DISTRIBUTIO | C25FNF260B | C-H C25FNF260B DEFINITE PURPOSE CON | E | 1 | 339.48 | 115 | Colonial
49 | Cord | Generic | SJO 12AWG 3C 600V Cord | Type SJO 12-3 Rubber Cord | 250 | FT | 1000 | 1137.6 | 695.78 | FT | 8.1 | 0.68 | 1 | 1.377 | 0.65375 | 1 |  | 0.67 | 1000 | N/A | 0.925
50 | Cord | Generic |  | SJO Portable cord # 12-3 300 volt | 250 | FT | 1000 | 1137.6 | 695.78 | FT | 8.4 | 0.68 | 1 | 3.472 | 0.65375 | 1 |  | 0.67 | 1000 | N/A | 0.93
51 | Cord | Generic |  | SJO Portable cord # 14-3 300 volt | 250 | FT | 1000 | 802.52 | 494 | FT | 7.5 | 0.44 | 1 | 0.964 | 0.45875 | 1 |  | 0.47 | 1000 | N/A | 0.635
52 | Cord | Generic |  | SJO Portable cord # 10-3 300 volt | 250 | FT | 1000 | 1735.28 | 1025.06 | FT | 10.5 | 1.14 | 1 | 5.244 | 0.965 | 1 |  | 0.9 | 1000 | N/A | 1.42
53 | Cord | Generic |  | SJO Portable cord # 8-3 300 volt | 250 | FT | 1000 | 2863.6 | 1627.47 | FT | 16.5 | 1.48 | 1 | 7.92 | 1.5288 | 1 | 3.0495 | 1.5 | 1000 | N/A | 1.78
54 | Cord | Generic |  | SJO Portable cord # 8-4 300 volt | 250 | FT | 1000 | 3556.88 | 1925.82 | FT | 18 | 1.92 | 1 | 9.963 | 1.8887 | 1 | 3.8321 | 1.9 | 1000 | N/A | 2.25
55 | Fixture | Lithonia | D2AV2 MDM | Fluorescent Fixture | 20 | EA |  |  |  | EA | 350 | 115 | 1 |  | 101.13 | 1 | 85.12 | 45.32 | E | [5 empty] | Lithonia | D2AV2 MDR | AVANTE FLOURESCENT FIXTURE DIFFUSOR | EA | 1 |  | 71.22 | Graybar
56 | Fixture | Lithonia | ELM2 | Two Light Optic Emergency Light | 100 | EA | 1 |  | 41.34 | EA | 102 | 38.17 |  |  |  | 1 | 74.48 | 34.86 | E | [5 empty] | Lithonia | EU2LEDM12 | LED Emergency light | EA | 1 |  | 14.3 | United
57 | Fixture | Dual Lite | LTURW3 | Combination Emergency Light/Exit Sign | 10 | EA | 1 |  | 107.79 | EA | 270 | 90.73 | 1 |  | 80 | 1 | 128.65 | 93 | E | 217.92 | 88.25
58 | Fixture | Cooper Brand | OVF 25SWN3DT4 | 250 watt high pressure sodium light fixture | 200 | EA | 1 |  | 243.9 | EA | 580 | 190.15 | 1 |  | 218 | 1 |  | 210 | E
59 | Fixture | Cooper Brand | OVY 25SWN3ET4 | 250 watt high pressure sodium light fixture | 200 | EA | 1 |  | 264.63 | EA | 680 | 222 | 1 |  | 228 | 1 |  | 228 | E
60 | Fixture | Cooper Brand | OVY 40SWN3ET4 | 400 watt high pressure sodium light fixture | 200 | EA | 1 |  | 280.49 | EA | 665 | 212.45 | 1 |  | 250 | 1 |  | 242 | E
61 | Fixture | GE Brand | M2AR25S0A2GMS32 | G.E. / M250A Power Door (M2AR25S0A2GMS32) light fixture | 200 | EA | 1 |  | 192.68 | EA | 785 | 259.8 |  |  |  | 1 | 641 | 226 | E
62 | Fixture | GE Brand | MDRL40S0A22RMS32 | G.E. / M400A Power Door (MDRL40S0A22RMS32) light fixture | 200 | EA | 1 |  | 254.88 | EA | 765 | 245 |  |  |  | 1 | 794 | 305 | E
63 | Fixture | Union Metal | HADR52BCNAIADND180SE | Lighting Fixture ( black decorative) | 10 | EA |  |  |  | EA | 2800 | 915 | 1 |  | 1080 | 1 |  | 1168 | E | [5 empty] | Hapco | R52BCNA1ADND150S E |  | EA | 1 |  | 1210.98 | Graybar
64 | Fixture | Union Metal | HADP216518A | Lighting Pole ( black decorative) | 10 | EA |  |  |  | EA | 3200 | 1725 | 1 |  | 1908 | 1 |  | 2065 | E | [5 empty] | Hapco | PTH2720-P3A |  | EA | 1 |  | 1225.61 | Graybar
65 | Fixture | Union Metal | HADPTH2720P3A | Lighting Pole Arm Bracket (black decorative) | 10 | EA |  |  |  | EA | 2850 | 985 | 1 |  | 1093 | 1 |  | 1186 | E | [5 empty] | Hapco | P2165-18A 41100027 T01000901 |  | EA | 1 |  | 2140.24 | Graybar
66 | Fixture | Union Metal | A2849Y1N | Transformer Bases Aluminum ( Union Metal) | 200 | EA | 1 |  | 396.34 | EA | 1015 | 385 | 1 |  | 348 | 1 |  | 342 | E
67 | Fuse | Generic | FUS60602J | Fuse Block, 60 Amps, 600 Volts, Number of Poles 3 | 1 | EA |  |  |  | EA | 120 | 38.99 | 1 | 77.46 | 24.95 |  |  |  | E | 66.72 | 25.5 |  |  |  | COOPER BUSSMANN | J60060-2C | BUSS J60060-2C 60A 600V FUSE BLK | E | 1 | 51.01 | 24.65 | Colonial
68 | Fuse | Generic | FUSATQ10 | 10 AMP 600V Fast Acting Fuse | 100 | EA |  |  |  | EA | 21 | 6.52 | 1 | 28.83 | 7.99 |  |  |  | E | 26.38 | 7.85 | 1 | 15.54 | 4.4659 | Cooper Bussmann | FNQ-10 | BUSS MIDGET FUSE | EA | 1 | 29.09 | 5.91 | Graybar
69 | Fuse | Generic | Gould #TRM-10 | 10 AMP 250V Fast acting fuse | 100 | EA |  |  |  | EA | 9 | 2.26 | 1 | 10.04 | 2.8 |  |  |  | E | 12.22 | 3.15 | 1 | 5.6 | 1.5672 | Cooper Bussmann | FNM-10 | BUSS MIDGET FUSE | EA | 1 | 10.1 | 2.05 | Graybar
70 | Fuse | Generic | Gould TRS100R | Time Delay Safety Fuse 600 volt 100 amp | 1 | EA |  |  |  | EA | 60 | 19.16 | 1 | 85.23 | 23.4 |  |  |  | E | 80.65 | 19.16 | 1 | 49.21 | 13.4159 | Cooper Bussmann | FRS-R-100 | FUSETRON DUAL ELEMENT FUSE CLASS RK5 | EA | 1 | 85.93 | 17.46 | Graybar
71 | Wire | Coleman | THR182C 55302-05-07 THERMOSTAT | 18/2, Brown Vinyl, Thermostat Wire, Bell & Intercom, Jacketed, Solid Conductor, 30V Maximum | 2000 | FT | 100 | 160.75 | 93.3 | FT |  |  | 1 | 0.471 | 0.08625 | 1 | 0.31946 | 0.08 | 1000 | N/A | 0.17 | 1 | 0.17 | 0.064432 | OMNI | 18/2 THERM WIRE | THERMO WIRE | FT | 250 | 1.1 | 0.37 | Rumsey
72 | Wire | Coleman | PLE182SHLFIREA 85802-06-04 FIRE | 18AWG SHIELDED FPLP SOLID PLENUM 300V RED | 1000 | FT | 100 | 237.94 | 137.79 | FT |  |  | 1 | 0.644 | 0.11092 | 1 | 0.49583 | 0.12 | 1000 | N/A | 0.15 |  |  |  | OMNI | 18/2 SHEILD | FPLP | FT | 1000 | 0.85 | 0.15 | Rumsey
73 | Wire | Coleman | PLE182UNS 71902-06-23 POWER LIM | 18AWG UN-SHIELDED PLENUM STRANDED 300V WIRE | 3000 | FT | 100 | 200.5 | 124.69 | FT |  |  | 1 | 0.189 | 0.09375 | 1 | 0.4178 | 0.1 | 1000 | N/A | 0.13
74 | Wire | Generic | TEL241PRBL/WHT | TEL241PRbl/wht Superior Essex | 2000 | FT |  |  |  | FT | 1.5 | 0.3 | 1 |  | 0.04 | 1 | 0.0441 | 0.04 | 1000 | N/A |  |  |  |  | General Cable | XCW-1P24-BL/WH-S-GCC | 7023708 | FT | 1000 |  | 32.26 | Graybar
75 | Wire | Generic | TEL241PRRD/WHT | TEL241PRrd/wht Superior Essex | 2000 | FT |  |  |  | FT | 1.5 | 0.3 | 1 |  | 0.04 | 1 | 0.0441 | 0.04 | 1000 | N/A |  |  |  |  | General Cable | XCW-1P24-RD/WH-S-GCC | 7023864 | FT | 1000 |  | 32.26 | Graybar
76 | Wire | Generic | WTFFN16STR | TFFN Stranded Wire, 16 AWG, All Colors | 500 | FT | 1000 | 69.6 | 58.58 | FT | 2.1 | 0.07 | 1 | 0.135 | 0.05569 | 1 | 0.14426 | 0.05 | 1000 | N/A | 0.08
77 | Wire | Generic | TFFN18SOL | TFFN Solid Wire, 18 AWG, All Colors | 500 | FT |  |  |  | FT | 2.5 | 0.05 | 1 | 0.10598 | 0.05657 | 1 |  | 0.04 | 1000 | N/A |  |  |  |  | Southwire | TFFN-18-STR-BLK500S | 600V 90DEG CU | FT | 1000 | 50.87 | 42.82 | Graybar
78 | Wire | Generic | THHN2STR | THHN Stranded Wire, 2 AWG, All Colors | 1000 | FT | 1000 | 1302.29 | 1096.07 | FT | 5.1 | 1.09 | 1 | 2.533 | 1.042 | 1 | 2.9994 | 0.93 | 1000 | N/A | 1.22
79 | Wire | Generic | THHN3STR | THHN Stranded Wire, 3 AWG, All Colors | 1000 | FT | 1000 | 1040.4 | 875.65 | FT | 4.5 | 0.87 | 1 | 2.023 | 0.83246 | 1 | 2.3962 | 0.72 | 1000 | N/A | 1.1
80 | Wire | Generic | THHN4STR | THHN Stranded Wire, 4 AWG, All Colors | 2500 | FT | 1000 | 830.58 | 699.06 | FT | 3.5 | 0.69 | 1 | 1.615 | 0.66457 | 1 | 1.913 | 0.38 | 1000 | N/A | 0.65
81 | Wire | Generic | THHN6STR | THHN Stranded Wire, 6 AWG, All Colors | 2000 | FT | 1000 | 537.28 | 452.19 | FT | 1.5 | 0.45 | 1 | 1.045 | 0.42989 | 1 | 1.2374 | 0.41 | 1000 | N/A | 0.45
82 | Wire | Generic | WTHN10SOL | THWN Solid Wire, 10AWG, All Colors | 3000 | FT | 1000 | 191.22 | 160.94 | FT | 0.6 | 0.16 | 1 | 0.385 | 0.15856 | 1 | 0.39638 | 0.13 | 1000 | N/A | 0.15
83 | Wire | Generic | WTHN12SOL | THWN Solid Wire, 12 AWG, All Colors | 5000 | FT | 1000 | 122.24 | 102.88 | FT | 0.5 | 0.11 | 1 | 0.246 | 0.09932 | 1 | 0.25336 | 0.09 | 1000 | N/A | 0.1
84 | Wire | Generic | WTHN14SOL | THWN Solid Wire, 14 AWG, All Colors | 3000 | FT | 1000 | 80.17 | 67.47 | FT | 2.1 | 0.67 | 1 | 0.161 | 0.06648 | 1 | 0.16618 | 0.06 | 1000 | N/A | 0.07
85 | Wire | Generic | WTHN2STR | THWN Stranded Wire, 2 AWG, All Colors | 18000 | FT | 1000 | 1302.29 | 1096.07 | FT | 3.3 | 1.09 | 1 | 2.533 | 1.042 | 1 | 2.9994 | 0.93 | 1000 | N/A | 1.22
86 | Wire | Generic | WTHN20STRBKR | THWN Stranded Wire, 2/0 AWG, Black | 2000 | FT | 1000 | 2460.02 | 2070.47 | FT | 6.3 | 2.09 | 1 | 4.837 | 1.9895 | 1 | 5.7864 | 1.7 | 1000 | N/A | 1.9
87 | Wire | Generic | WTHN6STR | THWN Stranded Wire, 6 AWG, All Colors | 10000 | FT | 1000 | 537.28 | 452.19 | FT | 1.5 | 0.45 | 1 | 1.045 | 0.43 | 1 | 1.2374 | 0.41 | 1000 | N/A | 0.45
88 | Wire | Generic | WTHN8STR | THWN Stranded Wire, 8 AWG, All Colors | 4500 | FT | 1000 | 349.22 | 293.93 | FT | 0.9 | 0.29 | 1 | 0.679 | 0.27942 | 1 | 0.72386 | 0.25 | 1000 | N/A | 0.265
89 | Wire | Generic | WTHN10STR | THWN Stranded Wire, 10AWG, All Colors | 13000 | FT | 1000 | 214.44 | 180.49 | FT | 0.6 | 0.18 | 1 | 0.417 | 0.17157 | 1 | 0.4445 | 0.15 | 1000 | N/A | 0.26
90 | Wire | Generic | WTHN12STR | THWN Stranded Wire, 12 AWG, All Colors | 12500 | FT | 1000 | 140.22 | 118.01 | FT | 0.45 | 0.12 | 1 | 0.272 | 0.10995 | 1 | 0.29066 | 0.1 | 1000 | N/A | 0.168
91 | Wire | Generic | WTHN14STR | THWN Stranded Wire, 14 AWG, All Colors | 3000 | FT | 1000 | 91.4 | 76.93 | FT | 2.4 | 0.76 | 1 | 0.177 | 0.07314 | 1 | 0.18946 | 0.07 | 1000 | N/A | 0.07
92 | Wire | Generic | USE-2 # 6 AWG | USE-2 Stranded # 6 Wire Black | 2000 | FT | 1000 |  | 614.47 | FT | 1.8 | 0.56 | 1 | 1.35 | 0.72 | 1 | 1.5558 | 0.46 | 1000 | N/A | 0.2
93 | Wire | Generic | USE-2 # 4 AWG | USE-2 Stranded # 4 Wire Black | 2000 | FT | 1000 |  | 929.63 | FT | 2.7 | 0.85 | 1 | 1.98 | 0.79664 | 1 | 2.3537 | 0.7 | 1000 | N/A | 0.22
94 | Wire | Generic | USE-2 # 2 AWG | USE-2 Stranded # 2 Wire Black | 2000 | FT | 1000 |  | 1510 | FT | 4.5 | 1.39 | 1 | 3.22 | 1.29 | 1 | 3.8229 | 1.13 | 1000 | N/A | 0.3
95 | Wire | Generic | USE-2 # 1/0 AWG | USE-2 Stranded # 1/0 Wire Black | 2000 | FT | 1000 |  | 2558.57 | FT | 7.5 | 2.37 | 1 |  | 2.15 | 1 | 6.5456 | 1.95 | 1000 | N/A | 0.53
96 | Wire | Generic | USE-2 # 2/0 AWG | USE-2 Stranded # 2/0 Wire Black | 2000 | FT | 1000 |  | 3216.26 | FT | 13.5 | 4.58 | 1 |  | 2.7 | 1 | 8.228 | 2.45 | 1000 | N/A | 0.61
97 | Wiring Device | Generic | METJGSH20 | 10/32X3/8 Grounding Screw | 750 | EA |  |  |  | EA | 0.2 | 0.04 |  | 0.084 | 0.042 | 1 | 0.0461 | 0.04 | 100 | 0.16 | 0.08 |  |  |  | LH Dottie | 1032G | 10/32X3/8 GROUND SCREW | EA | 100 | 4.61 | 4.58 | Graybar
98 | Wiring Device | Generic | 1000 #0 ANTI SHORT | Anti - Short Bushing, Size # 0 | 850 | EA |  |  |  | EA | 0.2 | 0.04 |  | 0.268 | 0.04 | 1 | 11.78 | 3.5 | 100 | 0.38 | 0.05
99 | Wiring Device | 3M | 3M WIRE CONNECTOR | Connector - Electrical Spring 312, Yellow | 1000 | EA | 1000 | 95.42 | 47.09 | EA | 0.25 | 0.05 |  | 0.128 | 0.093 | 1 | 0.1008 | 0.08 | 100 | 0.12 | 0.041 | 1 | 16.18 | 9.6682
100 | Wiring Device | Ideal | 301032J | Connector - InSure Push-In 32, Red | 1000 | EA | 100 | 11.1 | 13.22 | EA | 0.5 | 0.1 |  | 0.11 | 0.084 | 1 | 0.1083 | 0.1 | 100 | 0.0853 | 0.11 | 300 | 52.25 | 22.2648
101 | Wiring Device | Ideal | IDL30-341-J | Connector - Twister 341, Tan | 1500 | EA | 100 | 13 | 11.78 | EA | 0.5 | 0.09 |  | 0.13 | 0.09 | 1 | 0.1262 | 0.09 | 100 | 0.1112 | 0.08
102 | Wiring Device | Ideal | IDL30642 | Connector - Twister 342, Gray | 1000 | EA | 1000 | 271.47 | 250.54 | EA | 1 | 0.2 |  | 0.271 | 0.2 | 1 | 0.26615 | 0.19 | 100 | 0.22 | 0.18 | 250 | 69.53 | 39.3693
103 | Wiring Device | Ideal | IDL30651 | Connector - WingNut 451, Yellow | 500 | EA | 1000 | 113.6 | 107.55 | EA | 0.4 | 0.08 |  | 0.114 | 0.08 | 1 | 0.10923 | 0.07 | 100 | 0.093 | 0.09 | 0 | 0.15 | 0.080682
104 | Wiring Device | Ideal | IDL30652 | Connector - WingNut 452, Red | 500 | EA | 1000 | 140.54 | 133.05 | EA | 0.4 | 0.08 |  | 0.14 | 0.081 | 1 | 0.13385 | 0.08 | 100 | 0.15 | 0.095
105 | Wiring Device | Ideal | IDL30441J | Connector - Wirenut 341 Twister, Tan | 1500 | EA | 100 | 16.63 | 16.56 | EA | 0.45 | 0.09 |  | 0.17 | 0.12 | 1 | 0.1615 | 0.12 | 100 | 0.0945 | 0.07 | 400 | 76.29 | 33.0598
106 | Wiring Device | Ideal | IDL30071 | Connector - Wirenut 71B, Gray | 1500 | EA | 1000 | 90.69 | 85.65 | EA | 0.4 | 0.05 |  | 0.09 | 0.06 | 1 | 0.08805 | 0.06 | 100 | 0.09 | 0.06 | 100 | 7.89 | 4.5278
107 | Wiring Device | Ideal | IDL30072 | Connector - Wirenut 72B, Blue | 5000 | EA | 1000 | 101.9 | 96.27 | EA | 0.3 | 0.06 |  | 0.102 | 0.063 | 1 | 0.09893 | 0.07 | 100 | 0.83 | 0.11 | 100 | 8.6 | 5.1107
108 | Wiring Device | Ideal | IDL30073 | Connector - Wirenut 73B, Orange | 750 | EA | 1000 | 114.15 | 113.03 | EA | 0.45 | 0.07 |  | 0.114 | 0.075 | 1 | 0.11083 | 0.08 | 100 | 0.11 | 0.09 | 100 | 10.14 | 5.909
109 | Wiring Device | Ideal | 30074/30274 | Connector - Wirenut 74B, Yellow | 400 | EA | 1000 | 134.27 | 126.83 | EA | 0.4 | 0.08 |  | 0.134 | 0.084 | 1 | 0.12667 | 0.09 | 100 | 0.14 | 0.09 | 100 | 11.49 | 6.7719
110 | Wiring Device | Ideal | IDL30276 | Connector - Wirenut 76B, Red | 250 | EA |  |  |  | EA | 0.5 | 0.1 |  | 0.159 | 0.1 | 1 | 0.15069 | 0.08 | 100 | 0.144 | 0.1
111 | Wiring Device | Thomas/Betts | 54740 | Connector - C Tap Compression | 50 | EA | 100 | 1649.66 | 307.85 | EA | 12 | 3.81 |  | 16.5 | 4.15 | 1 | 10.3104 | 3.86 | E | 17.39 | 5.25 | 1 | 7.15 | 2.3316
112 | Wiring Device | Thomas/Betts |  | Connector - #10 T&B unisulated butt splices (long barrel) 2 way splice | 100 | EA |  |  |  | EA |  |  |  | 1.09 | 0.5 | 1 | 0.684 | 0.27 | E | 1.82 | 0.405 |  |  |  | BURNDY | YS10 | 10 BUTT SPLICE | EA | EA | 0.95 | 0.15 | Rumsey
113 | Wiring Device | Thomas/Betts |  | Connector - #8 T&B unisulated butt splices (long barrel) copper only 2 way splice | 100 | EA |  |  |  | EA |  |  |  | 10.74 | 1 | 1 | 6.7111 | 1.1 | E | 8.19 | 1.19 |  |  |  | BURNDY | YS8CL | 8 BUTT SLICE | EA | EA | 2.1 | 0.78 | Rumsey
114 | Wiring Device | Thomas/Betts |  | Connector - #6 T&B unisulated butt splices (long barrel) copper only 2 way splice | 100 | EA |  |  |  | EA |  |  |  | 11.35 | 1.76 | 1 | 7.0909 | 4.4 | E | 15.21 | 2.6 |  |  |  | Thomas-Betts | 2e-06 | SK 2E6 NON-INS BUTT SPLICE 6-5 LEN | EA | 100 | 439.94 | 74.44 | Graybar
115 | Wiring Device | Thomas/Betts |  | Connector - #4 T&B unisulated butt splices (long barrel) copper only 2 way splice | 100 | EA |  |  |  | EA |  |  |  | 18.49 | 1.8 | 1 | 11.5556 | 0.97 | E | 9.47 | 3.2 |  |  |  | Thomas-Betts | 2F-4 | SK 2F4 NON-INS BUTT SPLICE 4-3 LEN | EA | 100 | 651.01 | 110.16 | Graybar
116 | Wiring Device | Thomas/Betts |  | Connector - #2 T&B unisulated butt splices (long barrel) copper only 2 way splice | 100 | EA |  |  |  | EA |  |  |  | 19.2 | 2.65 | 1 | 12 | 2.4 | E | 22.53 | 4.75 |  |  |  | Thomas-Betts | 2G21 | SK 2G21 NON-INS BUTT SPLICE 2-1 LE | EA | 100 | 1007.86 | 145.41 | Graybar
117 | Wiring Device | Generic | Wire Size - AWG # 10 -AWG #6 | Copper Split bolt connector | 50 | EA |  |  |  | EA |  |  |  | 7.33 | 2.14 | 1 | 4.562 | 1.65 | E | 5.2 | 1.9 |  |  |  | BURNDY | KS20 | 6 SPLIT BOLT | EA | EA | 4.1 | 1.2 | Rumsey
118 | Wiring Device | Generic | Wire Size - AWG # 4 -AWG #2 | Copper Split bolt connector | 50 | EA |  |  |  | EA |  |  |  | 7.3 | 2.14 | 1 | 8.6989 | 3.7 | E | 10.39 | 3.5 |  |  |  | BURNDY | KS23 | 4 SPLIT BOLT | EA | EA | 6 | 2.02 | Rumsey
119 | Wiring Device | Generic | Wire Size - AWG # 2 -AWG #2/0 | Copper Split bolt connector | 50 | EA |  |  |  | EA |  |  |  | 32.02 | 8.88 | 1 | 20.0127 | 6.08 | E | 20.25 | 10 |  |  |  | BURNDY | KS26 | 2 SPLIIT BOLT | EA | EA | 9.5 | 4.72 | Rumsey
120 | Wiring Device | Generic | Wire Size - AWG # 2/0 -AWG #4/0 | Copper Split bolt connector | 50 | EA |  |  |  | EA |  |  |  | 44.19 | 12.48 | 1 | 24.9398 | 10.5 | E | 33.75 | 14.95
121 | Wiring Device | Generic | FST100 | Emerson cable staples | 1000 | EA |  |  |  | EA |  |  |  | 0.039 | 0.02 | 1 | 0.02117 | 0.02 | 1000 | 0.92 | 0.03 |  |  |  | KING | RP5 | STAPLES | EA | EA | 0.8 | 0.02 | Rumsey
122 | Wiring Device | Generic | GAB701 | I 1/2 Inch electrical knock out seal | 1000 | EA |  |  |  | EA | 2.1 | 0.39 |  | 0.64 | 0.4 | 1 | 0.64353 | 0.46 | 100 | 9.4 | 1.05 |  |  |  | Crouse Hinds | 339 | 1-1/2 SNAP-IN KO BLANK | EA | 100 | 236.85 | 98.61 | Graybar
123 | Wiring Device | Neptco | WP900P/3 | Polyester Direct Burial Pulling Tape | 3000 | EA | 1000 | 104.77 | 91.39 | EA | 510 | 205.88 | [6 empty] | E
124 | Wiring Device | Ideal | IDL30-352J | PowerPlug® Luminaire Disconnect, 2-Wire Standard Version | 400 | EA | 100 | 105.61 | 103.42 | EA | 2.4 | 0.8 |  | 1.06 | 0.69 | 1 | 1.0058 | 0.72 | E | 0.91 | 0.605 | 0 | 126.22 | 66.7614
125 | Wiring Device | Generic | PVC C100 | PVC Coupling, 1" | 1000 | EA | 100 | 24.66 | 17.8 | EA | 0.5 | 0.12 |  | 0.96 | 0.14 | 1 | 2.6256 | 0.15 | E | 0.99 | 0.155
126 | Wiring Device | Ideal | IDL303365 | Tail with Loop & Ground Screw and Stripped End, 12 AWG solid, 6.5" | 500 | EA | 100 | 27.03 | 39.46 | EA | 1 | 0.25 |  | 0.3 | 0.26 | 1 | 0.2933 | 0.25 | E | 1.1 | 0.28
127 | Wiring Device | 3M | 80-6109-8156-7 | Inline Resin Splice Kit 82-A1, Up to 2 AWG | 25 | BX |  |  |  | EA | 65 | 21.79 |  | 34.17 | 23.5 | 1 | 26.92 | 19 | E | 33.5 | 27.55 |  |  |  | 3M | 82-A1 | INLNE RSIN PWER CBLE SPLICE KIT 2 AWG | EA | 1 | 34.17 | 24.67 | Graybar
128 | Wiring Device | 3M | 80-6109-8157-5 | Inline Resin Splice Kit 82-A2, 2-3/0 AWG | 25 | BX |  |  |  | EA | 105 | 34.73 |  | 54.49 | 29 | 1 | 42.96 | 29 | E | 53.42 | 37.18 |  |  |  | 3M | 82-A2 | INLNE RSIN PWER CBLE SPLC KIT 2-3/0 AWG | EA | 1 | 54.49 | 39.3 | Graybar
129 | Wiring Device | Hubbell | Hbl 5266 C | 15A 125V 5-15P Black INSULGRIP Strgt Bld Plug | 25 | EA | 1 | 16.35 | 5.03 | EA | 20 | 3.95 |  | 16.35 | 3.99 |  |  |  | E | 14.5 | 4.1 | 1 | 21.13 | 9.4886 | LEVITON MANUFACTURING COM | 5266-C | LEV 5266-C BLK PLUG-N5-15P | E | 1 | 12.6852 | 3.75 | Colonial
130 | Wiring Device | Hubbell | Hbl 5369 C | 20A 125V 5-20R Black/Wht Insulgrip Series Conntr Body | 25 | EA | 1 | 36.55 | 11.4 | EA | 45 | 8.99 |  | 36.55 | 9.25 |  |  |  | E | 32.7 | 9.5 | 1 | 48.12 | 21.3636 | LEVITON MANUFACTURING COM | 5369-C | LEV 5369-C BLK CONN-N5-20R | E | 1 | 30.1838 | 9 | Colonial
131 | Wiring Device | Hubbell | HBL3764C | Connector Body, 50 Amps, 600 Volt, Number of Poles 3 | 25 | EA | 1 | 236 | 101.79 | EA | 215 | 76.55 |  | 236 | 85 |  |  |  | E | 173.8 | 88.9 |  |  |  | LEVITON MANUFACTURING COM | 3764C | LEV 3764C 50A POWR LOCK CONN | E | 1 | 177.5796 | 69 | Colonial
132 | Wiring Device | Hubbell | HBL3765C | Plug, 50 Amps, 600 Volt, Number of Poles 3 | 25 | EA | 1 | 200 | 86.26 | EA | 208 | 64.76 |  | 200 | 72.5 |  |  |  | E | 147.82 | 74.5 |  |  |  | LEVITON MANUFACTURING COM | 3765C | LEV 3765C 50A POWER LOCK PLUG | E | 1 | 125.5113 | 59 | Colonial
133 | Wiring Device | Hubbell | Hbl5269C | 15A 125V 5-15R Black/Wht Insulgrip Series Conntr Body | 25 | EA | 1 | 27.9 | 8.64 | EA | 30 | 6.49 |  | 27.9 | 7.25 |  |  |  | E | 21.59 | 7.25 | 1 | 34.04 | 16.25 | LEVITON MANUFACTURING COM | 5269-C | LEV 5269-C BLK CONN-N5-15R | E | 1 | 23.0014 | 6.45 | Colonial
134 | Wiring Device | Hubbell | Hbl5366 C | 20A 125V 5-20P Black INSULGRIP Strgt Bld Plug | 25 | EA | 1 | 22.05 | 6.84 | EA | 25 | 5.14 |  | 22.1 | 5.75 |  |  |  | E | 17.25 | 6.95 | 1 | 30.19 | 12.8977 | LEVITON MANUFACTURING COM | 5366-C | LEV 5366-C BLK PLUG-N5-20P | E | 1 | 17.4553 | 6.7 | Colonial
135 | Lighting | Ideal | Buchanan Boot Kits 20U | In-Line Neutral, Non-Fused, 30 Amp, 600 V, #14-#6 AWG, Cu | 150 | EA | 1 | 36.22 | 28.53 | EA | 67 | 22.5 |  | 36.22 | 23.5 | 1 | 25 | 23 | E | 50.72 | 25.36
136 | Lighting | Ideal | Buchanan Boot Kits 65U | In-Line Phase, Fused, #12-#6 AWG, Cu | 150 | EA | 1 | 34.89 | 27.33 | EA | 60 | 19.61 |  | 34.89 | 20.6 | 1 | 26.23 | 22 | E | 48.64 | 24.32
137 | Lighting | Ideal | Buchanan Boot Kits 83-ADB1-C | Y-Tap, Crimped Neutral, Non-Fused, #2 AWG Cu, #12-#6 AWG Cu Crimp | 150 | EA |  |  |  | EA | 120 | 40.89 |  |  |  | 1 | 62.1 | 51 | E | 126.72 | 63.36 |  |  |  | Ideal | 30-C2016N |  | ea |  | 73.64 | 60 | United
138 | Lighting | Ideal | Buchanan Boot Kits 83-ADB2-C | Y-Tap, Crimped Neutral, Non-Fused, #4 AWG Cu, #12-#6 AWG Cu Crimp | 150 | EA |  |  |  | EA | 129 | 43.65 |  |  |  | 1 | 66.3 | 54 | E | 126.72 | 63.36 |  |  |  | Ideal | 30-C2216N |  | ea |  | 72.55 | 60 | United
139 | Lighting | Ideal | Buchanan Boot Kits 83-ADB3-C | Y-Tap, Crimped Neutral, Non-Fused, #6 AWG, #12-#6 AWG Cu Crimp | 150 | EA |  |  |  | EA | 129 | 43.65 |  |  |  | 1 | 66.3 | 54 | E | 126.72 | 63.36 |  |  |  | Ideal | 30-C2016N | Y-TAP BREAKAWAY FUSED 2 WIRE 2-4 AWG 1 W | EA | 1 | 70.14 | 54.82 | Graybar
140 | Lighting | Ideal | Buchanan Boot Kits 82-ADB1-C | Y-Tap, Crimped Phase, Fused, #2 AWG Cu, #12-#6 AWG Cu Crimp | 150 | EA |  |  |  | EA | 128 | 41.12 |  |  |  | 1 | 62.4 | 51 | E | 96.98 | 48.49 |  |  |  | Ideal | 30-C2016 |  | ea |  | 70.14 | 48 | United
141 | Lighting | Ideal | Buchanan Boot Kits 82-ADB2-C | Y-Tap, Crimped Phase, Fused, #4 AWG Cu, #12-#6 AWG Cu Crimp | 150 | EA |  |  |  | EA | 129 | 43.91 |  |  |  | 1 | 66.66 | 55 | E | 96.98 | 48.49 |  |  |  | Ideal | 30-C2016 |  | ea |  | 70.14 | 48 | United
142 | Lighting | Ideal | Buchanan Boot Kits 82-ADB3-C | Y-Tap, Crimped Phase, Fused, #6 AWG, #12-#6 AWG Cu Crimp | 150 | EA |  |  |  | EA | 129 | 43.91 |  |  |  | 1 | 66.66 | 55 | E | 96.98 | 48.49 |  |  |  | Ideal | 30-C2016N | Y-TAP BREAKAWAY FUSED 2 WIRE 2-4 AWG 1 W | EA | 1 | 70.14 | 54.82 | Graybar
143 | Lighting | Ideal | Buchanan Boot Kits 83S-ADB1-C | Y-Tap, Set Screw Neutral, Non-Fused, #1 AWG, #12-#6 AWG Cu Crimp | 150 | EA | 1 | 51.63 | 44.59 | EA | 108 | 35.15 |  | 51.63 | 33.5 | 1 | 42.6 | 36 | E | 80.86 | 40.43
144 | Lighting | Ideal | Buchanan Boot Kits 82S-ADB1-C | Y-Tap, Set Screw Phase, Fused, #1 AWG, #12-#6 AWG Cu Crimp | 150 | EA |  |  |  | EA | 105 | 33.75 |  | 49.63 | 35.25 | 1 | 41.1 | 35 | E | 80.86 | 40.43
145 | Lighting Control | Intermatic | 1TMK122 | Locking-Type Photo Controls Accessory - Pole Bracket Adapter - 105-480V | 100 | EA | 1 | 31.58 | 13.68 | EA | 52 | 16.72 |  | 31.58 | 13.2 | 1 | 20.53 | 16 |  | 33.27 | 21.01
146 | Lighting Control | Fisher Pierce | FIP 7790BSSS | 105-130 Volt Twist Lock Photocell Photo control | 100 | EA | 1 |  | 9.02 | EA | 48 | 14.53 |  |  |  | 1 | 14.8 | 8 | E
147 | Lighting Control | Fisher Pierce | FPS 1038-1 | Shorting Cap 105/305V/1000W | 100 | EA | 1 |  | 4.27 | EA | 12.5 | 3.75 | [6 empty] | E
148 | Other - Electrical | Generic |  | Insulating Bushings - 1/2" | 25 | EA |  |  |  | EA | 0.18 | 0.05 |  | 0.23 | 0.04 | 1 | 0.1787 | 0.06 | 100 | 0.38 | 0.05 |  |  |  | Crouse Hinds | 931 | 1/2 INS BSHG 105 DEGREE C | EA | 100 | 39.65 | 7.34 | Graybar
149 | Other - Electrical | Generic |  | Insulating Bushings - 3/4" | 25 | EA |  |  |  | EA | 0.21 | 0.06 |  | 0.31 | 0.05 | 1 | 0.1992 | 0.12 | 100 | 0.35 | 0.075 |  |  |  | Crouse Hinds | 932 | 3/4 INS BSHG 105 DEGREE C | EA | 100 | 60.76 | 11.24 | Graybar
150 | Other - Electrical | Generic |  | 1/2 to 3/4 inch reducing bushing | 25 | EA |  |  |  | EA | 1.55 | 0.54 |  | 3.1 | 0.6 | 1 | 1.275 | 0.62 | 100 | 1.75 | 0.06
151 | Other - Electrical | Generic |  | 1/2 to 3/4 inch reducing washers | 25 | EA |  |  |  | EA | 0.25 | 0.08 |  | 0.18 | 0.09 | 1 | 0.1594 | 0.09 | 100 | 0.42 | 0.05
152 | Other - Electrical | Square D NEMA 3 | QO327M100RB | Outdoor Load Center, 100 Amps, Maximum Number of Single Pole Breakers 27, Ground Bar Kit 1D369, Three Phase, Main Breaker NEMA 3 | 10 | EA | 1 | 1185 | 594.05 | EA |  |  | 1 | 1185 | 484.4 |  |  |  | E | [5 empty] | CUTLER-HAMMER DISTRIBUTIO | 3BR3030N100R & BR2100 |  | E | 1 | 1193 | 240 | Colonial
153 | Other - Electrical | Square D | Square D #B150 | THREADED CONDUIT HUB TO MATCH (FIT) BRAND OF LOAD CENTERS AND DISCONNECT SW.'S PURCHASED | 10 | EA | 1 | 33.3 | 12.21 | EA |  |  | 1 | 33.3 | 15.26 |  |  |  | E
154 | Other - Electrical | Square D | Square D #B200 | THREADED CONDUIT HUB TO MATCH (FIT) BRAND OF LOAD CENTERS AND DISCONNECT SW.'S PURCHASED | 10 | EA | 1 | 61 | 12.2 | EA |  |  | 1 | 61 | 15.24 |  |  |  | E | [5 empty] | GE | TC200 | HUB | EA |  | 36 | 12.34 | Rumsey
155 | Other - Electrical | Generic |  | Bubble Cover multiple device - single gang cover assembly | 10 | EA |  |  |  | EA | 22 | 7.52 |  | 7 | 5.5 | 1 | 21.3116 | 10.98 | E | 14.35 | 5.9 |  |  |  | Hubbell | RW57300 | WP HOOD 1G VERT MULTI OPNG GY | EA | 1 | 40.6 | 25.39 | Graybar
156 | Other - Electrical | Generic |  | 15A 125V GFCI Smart Lock Duplex Receptacle | 50 | EA |  |  |  | EA | 33 | 11.41 |  | 20.02 | 8 | 1 | 17.09 | 8 | E | 17.75 | 9.65 |  |  |  | Hubbell | GF15LA | 15A 125V COMM LED GFCI BR | EA | 1 | 24.35 | 8.66 | Graybar
157 | Other - Electrical | Generic |  | 20A 125V GFCI Smart Lock Duplex Receptacle | 50 | EA |  |  |  | EA | 48 | 12.59 |  | 22.37 | 9 | 1 | 19.48 | 9 | E | 22.44 | 10.9
158 | Other - Electrical | Generic |  | 15A 125V Standard Duplex Receptacle | [5 empty] | EA | 5 | 1.1 |  | 2.05 | 1.25 | 1 | 1.6264 | 1.3 | E | 1.46 | 0.5 |  |  |  | Hubbell | CR15 | DUP RCPT COMM GRD 15A 125V 5-15R BR | EA | 1 | 2.05 | 1.27 | Graybar
159 | Other - Electrical | Generic |  | 20A 125V Standard Duplex Receptacle | [5 empty] | EA | 5.1 | 1.16 |  | 2.55 | 1.42 | 1 | 2.0168 | 1.1 | E | 1.81 | 1.3 |  |  |  | Hubbell | CR20 | DUP RCPT COMM GRD 20A 125V 5-20R BR | EA | 1 | 2.55 | 1.44 | Graybar
160 | Other - Electrical | Generic |  | 15A 120V Single Pole Toggle Switch | [5 empty] | EA | 10.5 | 2 |  | 3.35 | 2 | 1 | 2.5464 | 2.05 | E | 1.3 | 0.65
161 | Other - Electrical | Generic |  | PVC Junction Boxes 8x8x6 | 10 | EA | 100 | 4920.14 | 3158.5 | EA | 75 | 24.9 |  | 194.41 | 22 | 1 | 194.4102 | 22 | E | 102.35 | 25.33
162 | Other - Electrical | Ideal |  | Wire Pulling Lube - blue gel (5 gallon bucket) | 1 | EA |  |  |  | EA | 135 | 45.82 |  | 77.6 | 65 | 1 | 73.21 | 55 | E | 72.04 | 61.25
163 | Other - Electrical | Ideal |  | Wire Pulling Lube - blue gel (quart) | 5 | EA |  |  |  | EA | 21 | 6.96 |  | 9.32 | 8 | 1 | 8.79 | 6.56 | E | 8.25 | 5.75
164 | Other - Electrical | 3m |  | 3M 35 (all colors) electrical tape 3/4 x 66 | 30 | EA |  |  |  | EA | 12 | 3.58 |  | 5.43 | 3.95 | 1 | 4.27 | 3.86 | E | 5.29 | 3.82
165 | Other - Electrical | 3m |  | 3M 88 electrical tape 1 1/2 x 66 | 30 | EA |  |  |  | EA | 15 | 4.66 |  | 8.56 | 6.25 | 1 | 17.6 | 14.25 | E | 8.56 | 5.85 | 1 | 8.47 | 4.25 | 3M | 88-SUPER-3/4X66FT | VINYL ELECTRICAL TAPE 3/4 X 66 | EA | 1 | 6.59 | 4.74 | Graybar
166 | Other - Electrical | 3m |  | 3M 88 electrical tape 2X66 (vinyl) | 30 | EA |  |  |  | EA | 62 | 19.5 |  | 29.58 | 21 | 1 | 23.34 | 19 | E | 28.87 | 17.55 | 1 | 8.47 | 4.25 | 3M | 88-SUPER-2X36YD | VINYL ELECTRICAL TAPE 2X 36YD | EA | 1 | 29.58 | 21.34 | Graybar
167 | Other - Electrical | 3m |  | 3M 130 C electrical tape 3/4 inch (rubber) | 30 | EA |  |  |  | EA | 35 | 11.13 |  | 16.86 | 7.95 | 1 | 13.31 | 9.5 | E | 16.39 | 11.2
168 | Other - Electrical | 3m |  | 3M 130 C electrical tape 1 1/2 (rubber) | 30 | EA |  |  |  | EA | 62 | 21.05 |  | 31.96 | 18.95 | 1 | 25.22 | 14 | E | 30.13 | 21.55 | 1 | 41.9 | 20.8636 | 3M | 130C-1-1/2X30FT | LINERLESS RUBBER TAPE 1 1/2 X 30 | EA | 1 | 31.96 | 23.04 | Graybar
169 | Other - Electrical | 3m |  | 3M 130 C electrical tape 2 (rubber) | 30 | EA |  |  |  | EA | 90 | 27.65 |  | 41.95 | 23.95 | 1 | 33.05 | 23.86 | E | 40.77 | 27.5 | 1 | 56.57 | 27.3523 | 3M | 130C-2X30FT | LINERLESS RUBBER TAPE 2X 30 | EA | 1 | 41.95 | 30.27 | Graybar
170 | Other - Electrical | Power strut |  | 7/8 UNISTRUT GALZANIZED CHANNEL - 10 FT (SLOTTED HOLES) | 250 ft. | EA | 100 |  | 93.26 | FT | 2.1 | 0.74 | 1 | 77.63 | 10.85 |  |  |  | 100 | 1.3 | 0.85
171 | Other - Electrical | Power strut |  | 1-5/8 UNISTRUT GALZANIZED CHANNEL - 10 FT (SLOTTED HOLES) | 250 ft. | EA | 100 |  | 142.8 | FT | 3.5 | 1.1 | 1 | 77.93 | 12.25 |  |  |  | 100 | 9.11 | 1.25
172 | Other - Electrical | Generic |  | Disconnect Switch, 30 Amps, 250 Volts NEMA 3 | 10 | EA |  |  |  | EA |  |  | 1 | 188 | 57.71 | 1 | 212.4 | 61 | E | 354 | 54.5 |  |  |  | Square D | DU321RB | SWITCH NOT FUSIBLE GD 240V 30A 3P NEMA3R | EA | 1 | 293 | 80.73 | Graybar
173 | Other - Electrical | Generic |  | Disconnect Switch, 30 Amps, 600 Volts NEMA 3 | 10 | EA |  |  |  | EA |  |  | 1 | 899 | 278.14 | 1 | 370.8 | 112 | E | 618 | 105.5 | 1 | 398.76 | 123.0175 | Square D | HU361RB | SWITCH NOT FUSIBLE HD 600V 30A 3P NEMA3R | EA | 1 | 488 | 135.35 | Graybar
174 | Other - Electrical | Generic |  | Disconnect Switch, 60 Amps, 250 Volts NEMA 3 | 10 | EA |  |  |  | EA |  |  | 1 | 326 | 100.06 | 1 | 321.6 | 91 | E | 417 | 78.55 |  |  |  | Square D | DU322RB | SWITCH NOT FUSIBLE GD 240V 60A 3P NEMA3R | EA | 1 | 443 | 122.06 | Graybar
175 | Other - Electrical | Generic |  | Disconnect Switch, 60 Amps, 600 Volts NEMA 3 | 10 | EA |  |  |  | EA |  |  | 1 | 1055 | 326.41 | 1 | 687 | 208 | E | 1145 | 192.3
176 | Other - Electrical | Square D | #DU321 | Safety Switch, 30 Amps, 250 Volts | 10 | EA | 1 | 155 | 42.71 | EA |  |  | 1 | 155 | 47.58 |  |  |  | E | [5 empty] | CUTLER-HAMMER DISTRIBUTIO | DG321UGB | C-H DG321UGB GENERAL DUTY NON-FUSIB | E | 1 | 119.4 | 34 | Colonial
177 | Other - Electrical | Square D | #HU361 | Safety Switch, 30 Amps, 600 Volts | 10 | EA | 1 | 279 | 77.45 | EA |  |  | 1 | 279 | 86.32 |  |  |  | E
178 | Other - Electrical | Generic |  | Heavy Duty Safety Switch, 100 Amps, 600 Volts, NEMA 3 | 5 | EA |  |  |  | EA |  |  | 1 | 1644 | 508.63 | 1 | 972.6 | 294 | E | 1621 | 275 |  |  |  | Square D | HU363RB | SWITCH NONFUSIBLE HD 600V 100A 3P NEMA3R | EA | 1 | 1226 | 340.28 | Graybar
179 | Other - Electrical | Square D | #DTU322 | Transfer Switch, 60 Amps, 250 Volts | 1 | EA | 1 | 1119 | 686.41 | EA |  |  | 1 | 1119 | 865.94 |  |  |  | E | [5 empty] | GE | TC35322 | TRANSFER SW | EA |  | 1250 | 359.12 | Rumsey
180 | Other - Electrical | Square D | #DTU362 | Transfer Switch, 60 Amps, 600 Volts | 1 | EA | 1 | 1254 | 769.22 | EA |  |  | 1 | 1254 | 970.41 |  |  |  | E | [5 empty] | CUTLER-HAMMER DISTRIBUTIO | DT362UGK | C-H DT362UGK HEAVY DUTY DOUBLE-THRO | E | 1 | 907.2 | 425 | Colonial
181 | Other - Electrical | Generic |  | Raised 1/2". For one each duplex receptacle and toggle switch 1-13/32". Mulberry | 25 | EA |  |  |  | EA | 1.8 | 0.61 |  | 15.21 | 0.72 | 1 | 9.5072 | 1.28 | E | 3.18 | 1.1 |  |  |  | Crouse Hinds | TP504 | 4SQ CVR F/1SGL RCPT&1-SW | EA | 100 | 576.71 | 121.81 | Graybar
182 | Other - Electrical | SQUARE D |  | Ground Bar Kit, Neutral Assembly, Solid, For Use With Double Throw Safety Switches, 400 Amps AC, Number of Terminals 1 | 10 | EA |  |  |  | EA | 65 | 21 | 1 | 55 | 24.56 |  |  |  | E | [5 empty] | CUTLER-HAMMER MULTIPLE ME | DT400BK | C-H DT400BK NEUTRAL BONDING KIT | E | 1 | 61.8 | 18.5 | Colonial
183 | Other - Electrical | Generic |  | Male cord Plug, 30 Amps, 250 Volt, Number of Poles 4 | 10 | EA |  |  |  | EA | 62 | 20.55 |  | 46.05 | 24 | 1 | 38.8219 | 22.5 | E | 56.5 | 24.45 |  |  |  | Hubbell | HBL9431C | PLUG 3P4W 30A 125/250V 14-30P | EA | 1 | 81.3 | 37.3 | Graybar
184 | Other - Electrical | Generic |  | Female Connector Body, 30 Amps, 250 Volt, Number of Poles 4 | 10 | EA |  |  |  | EA | 125 | 42.16 |  | 94.5 | 45 | 1 | 79.9863 | 45 | E | 92.35 | 49.25 |  |  |  | Hubbell | HBL9430A | RCPT 3P4W 30A 125/250V 14-30R | EA | 1 | 91.65 | 60.67 | Graybar
185 | Other - Electrical | Firex | 4618 | AC Smoke Detector w/battery back-up and False Alarm Control | 150 | EA |  |  |  | EA | 27 | 9 |  | 21.96 | 9 | 1 |  | 8.86 | E | 18.5 | 9.25 |  |  |  | BRK | 9120B |  |  |  | 26.75 | 9 | United
186 | Other - Electrical | Kidde | 21006377 | Hardwire Combination Carbon Monoxide and Smoke Alarm w/battery back-up and voice warning | 500 | EA |  |  |  | EA | 101 | 32.94 |  | 85.91 | 34 | 1 | 53.55 | 35 | E | 78.4 | 39.2 | 1 | 81.83 | 38.5114 | BRK | SC9120B |  |  |  | 101.86 | 34 | United
187 | Other - Electrical | Itron |  | 981670000-000 CN1SR | 100 | EA | We are not a direct distributor for these items and will be unable to bid them. |  |  | EA | 560 | 142.5 |  |  |  | 1 |  | 290
188 | Other - Electrical | Itron |  | CENTRON C2SXD with Nighthawk | 100 | EA | We are not a direct distributor for these items and will be unable to bid them. |  |  | EA | 1680 | 420.5 |  |  |  | 1 |  | 186
189 | Other - Electrical | Itron |  | ERW-0771-202 60W ERT | 100 | EA | We are not a direct distributor for these items and will be unable to bid them. |  |  | EA | 300 | 76.15 |  |  |  | 1 |  | 73
Note on AH52: JONESLL: 600VOLT IS NOT SJO IT IS SO CORD

## Electrical - NonCore
Electrical - NonCore |  |  |  |  | Electrical - NonCore |  |  |  |  | Electrical - NonCore |  |  |  |  | Electrical - NonCore |  |  |  |  | Electrical - NonCore |  |  |  |  | Electrical - NonCore
GRAYBAR |  |  |  |  | RUMSEY |  |  |  |  | UNITED |  |  |  |  | WESCO |  |  |  |  | COLONIAL ELECTRIC |  |  |  |  | MSC INDUSTRIAL
Line # | Manufacturer | Manufacturer Catalog and Date | Column | % Discount | Line # | Manufacturer | Manufacturer Catalog and Date | Column | % Discount | Line # | Manufacturer | Manufacturer Catalog and Date | Column | % Discount | Line # | Manufacturer | Manufacturer Catalog and Date | Column | % Discount | Line # | Manufacturer | Manufacturer Catalog and Date | Column | % Discount | Line # | Manufacturer | Manufacturer Catalog and Date | Column | % Discount
1 | 3M | Trade Service at date of order | Col 3 | 17% | 1 | 3M | TRADE SERIVE | THIRD | 10% | 1 | 3M | TS AT DATE OF ORDER | COL 3 | 15% | 1 | 3M |  |  |  | 1 | 3M | TRADE SERVICE 6/1/15 | 3 | 15% | 1 | 3M | MSC Big Book 2014/15 | Std Catalog | 15%
2 | ALLEN BRADLEY |  |  | See Square D | 2 | ALLEN BRADLEY |  |  | MFG | 2 | ALLEN BRADLEY |  |  |  |  | FASTENERS & ACCESSORIES | Current | T | 10% | 2 | ALLEN BRADLEY |  |  |  | 2 | ALLEN BRADLEY | N/A
3 | ALLIED TUBE AND CONDUIT |  |  |  | 3 | ALLIED TUBE AND CONDUIT |  |  | MFG | 3 | ALLIED TUBE AND CONDUIT |  |  |  |  | LOCKOUT, TAGOUTS & WIRE MARKERS | Current | T | 10% | 3 | ALLIED TUBE AND CONDUIT | TRADE SERVICE 6/1/15 | 3 | 10% | 3 | ALLIED TUBE AND CONDUIT | N/A
4 | ARLINGTON | Trade Service at date of order | Col 3 | 20% | 4 | ARLINGTON | TRADE SERIVE | THIRD | 20% | 4 | ARLINGTON | TS AT DATE OF ORDER | COL 3 | 5% |  | WIRE CONNECTORS | Current | T | 7% | 4 | ARLINGTON | TRADE SERVICE 6/1/15 | 3 | 20% | 4 | ARLINGTON | N/A
5 | ARROW HART |  |  |  | 5 | ARROW HART | TRADE SERIVE | THIRD | 10% | 5 | ARROW HART |  |  |  |  | LUGS | Current | T | 20% | 5 | ARROW HART | TRADE SERVICE 6/1/15 | 3 | 5% | 5 | ARROW HART | N/A
6 | BICC GENERAL CABLE IND. |  |  |  | 6 | BICC GENERAL CABLE IND. |  |  | SEE SOUTHWIRE | 6 | BICC GENERAL CABLE IND. |  |  |  |  | CABLE TIES | Current | T | 7% | 6 | BICC GENERAL CABLE IND. | TRADE SERVICE 6/1/15 | 3 | 0% | 6 | BICC GENERAL CABLE IND. | N/A
7 | CARLON |  |  |  | 7 | CARLON | TRADE SERIVE | THIRD | 10% | 7 | CARLON |  |  |  |  | TERMINALS | Current | T | 23% | 7 | CARLON | TRADE SERVICE 6/1/15 | 3 | 12% | 7 | CARLON | N/A
8 | COLEMAN |  |  |  | 8 | COLEMAN |  |  | SEE SOUTHWIRE | 8 | COLEMAN |  |  |  |  | SPLICES & TERMINATIONS | Current | T | 20% | 8 | COLEMAN | TRADE SERVICE 6/1/15 | 3 | 30% | 8 | COLEMAN | MSC Big Book 2014/15 | Std Catalog | 20%
9 | COOPER LIGHTING | Trade Service at date of order | Col 3 | 15% | 9 | COOPER LIGHTING |  |  | SEE COLUMBIA | 9 | COOPER LIGHTING |  |  | 15% |  | WIRING DUCT | Current | T | 10% | 9 | COOPER LIGHTING | TRADE SERVICE 6/1/15 | 3 | 15% | 9 | COOPER LIGHTING | MSC Big Book 2014/15 | Std Catalog | 15%
10 | CRESCENT | Trade Service at date of order | Col 3 | 10% | 10 | CRESCENT |  |  | SEE COLUMBIA | 10 | CRESCENT |  |  |  |  | TOOLS | Current | T | 15% | 10 | CRESCENT |  |  |  | 10 | CRESCENT | MSC Big Book 2014/15 | Std Catalog | 15%
11 | CROUSE-HINDS CO. | Trade Service at date of order | Col 3 | 15% | 11 | CROUSE-HINDS CO. | TRADE SERIVE | THIRD | 10% | 11 | CROUSE-HINDS CO. | TS AT DATE OF ORDER | COL 3 | 15% |  | MAINTENANCE | Current | T | 10% | 11 | CROUSE-HINDS CO. | TRADE SERVICE 6/1/15 | 3 | 15% | 11 | CROUSE-HINDS CO. | MSC Big Book 2014/15 | Std Catalog | 15%
12 | CUTLER HAMMER | Trade Service at date of order | Col 3 | See Square D | 12 | CUTLER HAMMER | TRADE SERIVE | THIRD | NET | 12 | CUTLER HAMMER |  |  |  |  | TAPES | Current | T | 25% | 12 | CUTLER HAMMER | TRADE SERVICE 6/1/15 | 3 | 10% | 12 | CUTLER HAMMER | MSC Big Book 2014/15 | Std Catalog | 15%
13 | DUAL LITE |  |  |  | 13 | DUAL LITE | TRADE SERIVE | THIRD | 10% | 13 | DUAL LITE |  |  |  |  | HEAT SHRINK TUBING | Current | T | 20% | 13 | DUAL LITE | TRADE SERVICE 6/1/15 | 3 | 15% | 13 | DUAL LITE | N/A
14 | EVEREADY |  |  |  | 14 | EVEREADY |  |  | SEE RAYOVAC | 14 | EVEREADY | TS AT DATE OF ORDER | COL 3 | 25% |  | AEROSOLS, COATINGS, CEMENT | Current | T | 10% | 14 | EVEREADY | TRADE SERVICE 6/1/15 | 3 | 0% | 14 | EVEREADY | N/A
15 | FERRAZ SHAWMUT | Trade Service at date of order | Col 3 | 30% | 15 | FERRAZ SHAWMUT | TRADE SERIVE | THIRD | 15% | 15 | FERRAZ SHAWMUT | TS AT DATE OF ORDER | COL 3 | 35% | 2 | ALLEN BRADLEY |  |  |  | 15 | FERRAZ SHAWMUT | TRADE SERVICE 6/1/15 | 3 | 5% | 15 | FERRAZ SHAWMUT | MSC Big Book 2014/15 | Std Catalog | 20%
16 | FIREX | Trade Service at date of order | Col 3 | 10% | 16 | FIREX | TRADE SERIVE | THIRD | 10% | 16 | FIREX | TS AT DATE OF ORDER | COL 3 | 10% | 3 | ALLIED TUBE AND CONDUIT |  |  |  | 16 | FIREX | TRADE SERVICE 6/1/15 | 3 | 10% | 16 | FIREX | N/A
17 | GE INDUSTRIAL SYSTEMS |  |  |  | 17 | GE INDUSTRIAL SYSTEMS | TRADE SERIVE | THIRD | 10% | 17 | GE INDUSTRIAL SYSTEMS |  |  |  | 4 | ARLINGTON |  |  | 20% | 17 | GE INDUSTRIAL SYSTEMS |  |  |  | 17 | GE INDUSTRIAL SYSTEMS | N/A
18 | GENERAL ELECTRIC |  |  |  | 18 | GENERAL ELECTRIC | TRADE SERIVE | THIRD | 5% | 18 | GENERAL ELECTRIC |  |  |  | 5 | ARROW HART |  |  | 10% | 18 | GENERAL ELECTRIC | TRADE SERVICE 6/1/15 | 3 | 12% | 18 | GENERAL ELECTRIC | N/A
19 | GREENLEE | Trade Service at date of order | Col 3 | 12% | 19 | GREENLEE | TRADE SERIVE | THIRD | 10% | 19 | GREENLEE | TS AT DATE OF ORDER | COL 3 | 16% | 6 | BICC GENERAL CABLE IND. |  |  |  | 19 | GREENLEE | TRADE SERVICE 6/1/15 | 3 | 12% | 19 | GREENLEE | N/A
20 | HESSAMERICA |  |  |  | 20 | HESSAMERICA |  |  |  | 20 | HESSAMERICA |  |  |  | 7 | CARLON |  |  |  | 20 | HESSAMERICA |  |  |  | 20 | HESSAMERICA | N/A
21 | HOFFMAN | Trade Service at date of order | List | 35% | 21 | HOFFMAN | TRADE SERIVE | THIRD | 20% | 21 | HOFFMAN | TS AT DATE OF ORDER | LIST | 35% |  | PVC CONDUIT FITTINGS | Current | T | 58% | 21 | HOFFMAN |  |  |  | 21 | HOFFMAN | N/A
22 | HUBBELL | Trade Service at date of order | Col 3 | 20% | 22 | HUBBELL | TRADE SERIVE | THIRD | 10% | 22 | HUBBELL | TS AT DATE OF ORDER | COL 3 | 20% |  | CONDUIT BODIES | Current | T | 39% | 22 | HUBBELL | TRADE SERVICE 6/1/15 | 3 | 15% | 22 | HUBBELL | MSC Big Book 2014/15 | Std Catalog | 15%
23 | HUBBELL LTG | Trade Service at date of order | Col 3 | 20% | 23 | HUBBELL LTG | TRADE SERIVE | THIRD | 10% | 23 | HUBBELL LTG | TS AT DATE OF ORDER | COL 3 | 20% |  | NON-METALLIC BOXES & COVERS | Current | T | 39% | 23 | HUBBELL LTG | TRADE SERVICE 6/1/15 | 3 | 10% | 23 | HUBBELL LTG | MSC Big Book 2014/15 | Std Catalog | 15%
24 | HUBBELL WIRING | Trade Service at date of order | Col 3 | 20% | 24 | HUBBELL WIRING | TRADE SERIVE | THIRD | 10% | 24 | HUBBELL WIRING | TS AT DATE OF ORDER | COL 3 | 18% |  | WEATHERPROOF BOXES | Current | T | 39% | 24 | HUBBELL WIRING | TRADE SERVICE 6/1/15 | 3 | 20% | 24 | HUBBELL WIRING | MSC Big Book 2014/15 | Std Catalog | 15%
25 | IDEAL | Trade Service at date of order | Col 3 | 15% | 25 | IDEAL | TRADE SERIVE | THIRD | 10% | 25 | IDEAL | TS AT DATE OF ORDER | COL 3 | 15% |  | NON-METALLIC BOXES | Current | T | 24% | 25 | IDEAL | TRADE SERVICE 6/1/15 | 3 | 15% | 25 | IDEAL | MSC Big Book 2014/15 | Std Catalog | 15%
26 | INTERMATIC | Trade Service at date of order | Col 3 | 15% | 26 | INTERMATIC | TRADE SERIVE | THIRD | 10% | 26 | INTERMATIC | TS AT DATE OF ORDER | COL 3 | 12% |  | WIREWAY | Current | T | 24% | 26 | INTERMATIC | TRADE SERVICE 6/1/15 | 3 | 15% | 26 | INTERMATIC | N/A
27 | ITRON | Quote on Request |  | variable | 27 | ITRON |  |  | MFG | 27 | ITRON |  |  |  |  | WIRING DUCT | Current | T | 39% | 27 | ITRON |  |  |  | 27 | ITRON | N/A
28 | KLEIN TOOLS | Trade Service at date of order | Col 3 | 15% | 28 | KLEIN TOOLS | TRADE SERIVE | THIRD | 10% | 28 | KLEIN TOOLS | TS AT DATE OF ORDER | COL 3 | 15% |  | TOOLS | Current | T | 15% | 28 | KLEIN TOOLS | TRADE SERVICE 6/1/15 | 3 | 15% | 28 | KLEIN TOOLS | MSC Big Book 2014/15 | Std Catalog | 15%
29 | LEVITON | Trade Service at date of order | Col 3 | 20% | 29 | LEVITON | TRADE SERIVE | THIRD | 10% | 29 | LEVITON | TS AT DATE OF ORDER | COL 3 | 18% |  | AEROSOLS, COATINGS, CEMENT | Current | T | 29% | 29 | LEVITON | TRADE SERVICE 6/1/15 | 3 | 22% | 29 | LEVITON | MSC Big Book 2014/15 | Std Catalog | 15%
30 | LITHONIA | Trade Service at date of order | Col 3 | 18% | 30 | LITHONIA | TRADE SERIVE | THIRD | 10% | 30 | LITHONIA | TS AT DATE OF ORDER | COL 3 | 17% | 8 | COLEMAN |  |  | 20% | 30 | LITHONIA |  |  |  | 30 | LITHONIA | MSC Big Book 2014/15 | Std Catalog | 15%
31 | LITTELFUSE | Trade Service at date of order | Col 3 | 30% | 31 | LITTELFUSE | TRADE SERIVE | THIRD | 10% | 31 | LITTELFUSE |  |  |  | 9 | COOPER LIGHTING |  |  | 15% | 31 | LITTELFUSE | TRADE SERVICE 6/1/15 | 3 | 10% | 31 | LITTELFUSE | MSC Big Book 2014/15 | Std Catalog | 15%
32 | MASTER |  |  |  | 32 | MASTER |  |  |  | 32 | MASTER |  |  |  | 10 | CRESCENT |  |  | 10% | 32 | MASTER |  |  |  | 32 | MASTER | N/A
33 | MDIA |  |  |  | 33 | MDIA |  |  |  | 33 | MDIA |  |  |  | 11 | CROUSE-HINDS CO. |  |  |  | 33 | MDIA |  |  |  | 33 | MDIA | N/A
34 | METAL CLAD - GENERIC |  |  |  | 34 | METAL CLAD - GENERIC |  |  | SEE SOUTHWIRE | 34 | METAL CLAD - GENERIC |  |  |  |  | OPEN AND CLOSED CONTROLS | Current | T | 15% | 34 | METAL CLAD - GENERIC | TRADE SERVICE 6/1/15 | 3 Commodity priced | 0% | 34 | METAL CLAD - GENERIC | N/A
35 | METALLICS | Trade Service at date of order | Col 3 | 30% | 35 | METALLICS | TRADE SERIVE | THIRD | 10% | 35 | METALLICS | TS AT DATE OF ORDER | COL 3 | 35% |  | CIRCUIT BREAKERS | Current | T | 10% | 35 | METALLICS |  |  |  | 35 | METALLICS | N/A
36 | METALUX |  |  |  | 36 | METALUX |  |  | SEE COLUMBIA | 36 | METALUX |  |  |  |  | HEAVY DUTY & GENERAL SAFETY SWITCHES | Current | T | 15% | 36 | METALUX | TRADE SERVICE 6/1/15 | 3 | 15% | 36 | METALUX | N/A
37 | MOBERN |  |  |  | 37 | MOBERN |  |  | SEE COLUMBIA | 37 | MOBERN |  |  |  |  | RIGID/IMC CONDUIT FITTINGS | Current | T | 20% | 37 | MOBERN | TRADE SERVICE 6/1/15 | 3 |  | 37 | MOBERN | N/A
38 | NEWMARK |  |  |  | 38 | NEWMARK |  |  | MFG | 38 | NEWMARK |  |  |  |  | CONDUIT BODIES | Current | T | 20% | 38 | NEWMARK |  |  |  | 38 | NEWMARK | N/A
39 | NUTONE | Trade Service at date of order | Col 3 | 10% | 39 | NUTONE | TRADE SERIVE | THIRD | 10% | 39 | NUTONE | TS AT DATE OF ORDER | COL 3 | 30% |  | EXPLOSION PROOF FITTINGS | Current | T | 15% | 39 | NUTONE | TRADE SERVICE 6/1/15 | 3 | 12% | 39 | NUTONE | N/A
40 | PANDUIT | Trade Service at date of order | Col 3 | 15% | 40 | PANDUIT | TRADE SERIVE | THIRD | 10% | 40 | PANDUIT |  |  |  |  | CORD CONNECTORS | Current | T | 15% | 40 | PANDUIT |  |  |  | 40 | PANDUIT | N/A
41 | PASS & SEYMOUR |  |  |  | 41 | PASS & SEYMOUR | TRADE SERIVE | THIRD | 10% | 41 | PASS & SEYMOUR |  |  |  |  | NON-HAZARDOUS LIGHTING | Current | T | 20% | 41 | PASS & SEYMOUR |  |  |  | 41 | PASS & SEYMOUR | N/A
42 | PROGRESS | Trade Service at date of order | List | variable | 42 | PROGRESS | TRADE SERIVE | THIRD | 10% | 42 | PROGRESS | TS AT DATE OF ORDER | LIST | 16% |  | HAZARDOUS LOCATION LIGHTING | Current | T | 20% | 42 | PROGRESS | TRADE SERVICE 6/1/15 | 3 | 15% | 42 | PROGRESS | N/A
43 | RAB ELECTRIC MFG CO | Trade Service at date of order | Col 3 | 18% | 43 | RAB ELECTRIC MFG CO | TRADE SERIVE | THIRD | 10% | 43 | RAB ELECTRIC MFG CO | TS AT DATE OF ORDER | COL 3 | 20% |  | FS/FD BOXES | Current | T | 15% | 43 | RAB ELECTRIC MFG CO | TRADE SERVICE 6/1/15 | 3 | 20% | 43 | RAB ELECTRIC MFG CO | N/A
44 | RAYOVAC | Trade Service at date of order | Col 3 | 10% | 44 | RAYOVAC | TRADE SERIVE | THIRD | 10% | 44 | RAYOVAC |  |  |  |  | JUNCTION BOX | Current | T | 15% | 44 | RAYOVAC | TRADE SERVICE 6/1/15 | 3 | 15% | 44 | RAYOVAC | N/A
45 | S&C |  |  |  | 45 | S&C |  |  | MFG | 45 | S&C |  |  |  |  | NON-METALLIC ENCLOSURES | Current | T | 15% | 45 | S&C |  |  |  | 45 | S&C | N/A
46 | SANDERS ROE |  |  |  | 46 | SANDERS ROE |  |  | MFG | 46 | SANDERS ROE |  |  |  |  | WIRING DEVICES | Current | T | 15% | 46 | SANDERS ROE |  |  |  | 46 | SANDERS ROE | N/A
47 | SIEMENS | Trade Service at date of order | Col 3 | See Square D | 47 | SIEMENS | TRADE SERIVE | THIRD | 10% | 47 | SIEMENS |  |  |  | 12 | CUTLER HAMMER |  |  |  | 47 | SIEMENS | TRADE SERVICE 6/1/15 | 3 | 5% | 47 | SIEMENS | N/A
48 | SQUARE D | Trade Service at date of order | List | 0-60 variable%** | 48 | SQUARE D | TRADE SERIVE | THIRD | 5% | 48 | SQUARE D | TS AT DATE OF ORDER | LIST | 10% |  | OPEN AND CLOSED CONTROLS | Current | T | 10% | 48 | SQUARE D | TRADE SERVICE 6/1/15 | 3 | 5% | 48 | SQUARE D | N/A
49 | SUPERIOR/ESSEX |  |  |  | 49 | SUPERIOR/ESSEX |  |  | SEE SOUTHWIRE | 49 | SUPERIOR/ESSEX |  |  |  |  | CIRCUIT BREAKERS | Current | T | 10% | 49 | SUPERIOR/ESSEX | TRADE SERVICE 6/1/15 | 3 | 0% | 49 | SUPERIOR/ESSEX | N/A
50 | THOMAS & BETTS | Trade Service at date of order | Col 3 | 15% | 50 | THOMAS & BETTS | TRADE SERIVE | THIRD | 10% | 50 | THOMAS & BETTS | TS AT DATE OF ORDER | COL 3 | 15% |  | PROGRAMMABLE CONTROLS | Current | T | 10% | 50 | THOMAS & BETTS | TRADE SERVICE 6/1/15 | 3 | 20% | 50 | THOMAS & BETTS | MSC Big Book 2014/15 | Std Catalog | 15%
51 | WATTSTOPPER | Trade Service at date of order | Col 3 | 5% | 51 | WATTSTOPPER | TRADE SERIVE | THIRD | 5% | 51 | WATTSTOPPER | TS AT DATE OF ORDER | COL 3 | 5% |  | DRY TYPE TRANSFORMERS | Current | T | 35% | 51 | WATTSTOPPER | TRADE SERVICE 6/1/15 | 3 | 15% | 51 | WATTSTOPPER | N/A
52 | WIDELITE |  |  |  | 52 | WIDELITE |  |  | MFG | 52 | WIDELITE |  |  |  |  | CONTROL TYPE TRANSFORMERS | Current | T | 35% | 52 | WIDELITE |  |  |  | 52 | WIDELITE | N/A
53 | WIREMOLD COMPANY | Trade Service at date of order | Col 3 | 18% | 53 | WIREMOLD COMPANY | TRADE SERIVE | THIRD | 10% | 53 | WIREMOLD COMPANY | TS AT DATE OF ORDER | COL 3 | 20% |  | GENERAL & HEAVY DUTY SAFETY SWITCHES | Current | T | 49% | 53 | WIREMOLD COMPANY | TRADE SERVICE 6/1/15 | 3 | 20% | 53 | WIREMOLD COMPANY | N/A
| ** Square D has multiple discounts for each of several hundred product groups. Discounts range from 10% to as much as 60% depending upon type of product purchased. |  |  |  | 54 | SOUTHWIRE | TRADE SERIVE | THIRD | 10% | [6 empty] | DOUBLE THROW & SPECIALTY SAFETY SWITCHES | Current | T | 20% | 54 | DOTTIE FASTENERS | TRADE SERVICE 6/1/15 | 3 | 20% |  |  | MSC Big Book 2014/15 | Std Catalog | 25%
[5 empty] | 55 | BUSSMAN | TRADE SERIVE | THIRD | 10% | [6 empty] | SENSOR AND SWITCHES | Current | T | 16% | 55 | MILWAUKEE TOOLS | TRADE SERVICE 6/1/15 | 3 | 15% |  |  | MSC Big Book 2014/15 | Std Catalog | 28%
| **Discounts quoted above are minimum discounts. When Graybar Electric can purchase at a better cost due to either the size of your order of the overall quantity purchases we make for stock, the savings can be passed on to the State in the form of a larger discount from the trade price. | [13 empty] | 13 | DUAL LITE |  |  | 10%
[15 empty] | 14 | EVEREADY | Current | T | 10%
[15 empty] | 15 | FERRAZ SHAWMUT
| * Note: List and column 3 prices are not available for all manufacturers if they choose not to print catalogs or publish in Trade. | [14 empty] | LOW PEAK/AMP TRAP FUSES | Current | T | 44%
[16 empty] | GLASS FUSES | Current | T | 34%
[16 empty] | FUSE BLOCKS/HOLDERS | Current | T | 34%
[16 empty] | MIDGET FUSES | Current | T | 48%
[16 empty] | DUAL ELEMENT FUSES | Current | T | 48%
[16 empty] | BALANCE OF LINE LESS EXCLUDED ITEMS | Current | T | 29%
[15 empty] | 16 | FIREX |  |  | 10%
[15 empty] | 17 | GE INDUSTRIAL SYSTEMS
[15 empty] | 18 | GENERAL ELECTRIC
[15 empty] | 19 | GREENLEE | Current | T | 10%
[15 empty] | 20 | HESSAMERICA
[15 empty] | 21 | HOFFMAN
[16 empty] | METALLIC -NEMA 12 & 4 JIC ENCLOSURES | Current | T | 46%
[16 empty] | METALLIC - NEMA 1 ENCLOSURES | Current | T | 46%
[16 empty] | NON-METALLIC ENCLOSURES | Current | T | 46%
[16 empty] | FIBERGLASS ENCLOSURES | Current | T | 43%
[16 empty] | WIREWAY | Current | T | 46%
[15 empty] | 22 | HUBBELL
[16 empty] | CORD CONNECTORS | Current | T | 15%
[16 empty] | SWITCH, RECPTS, PLUGS, CONN - INDUSTRIAL | Current | T | 40%
[16 empty] | PIN & SLEEVE - NON & HAZADOUS LOCATIONS | Current | T | 15%
[16 empty] | OCCUPANCY SENSORS | Current | T | 27%
[16 empty] | DIMMERS | Current | T | 15%
[16 empty] | GFIs | Current | T | 40%
[16 empty] | SWITCH, RECPTS, PLUGS, CONN - COMMERCIAL | Current | T | 24%
[15 empty] | 23 | HUBBELL LTG |  |  | 20%
[15 empty] | 24 | HUBBELL WIRING
[16 empty] | CORD CONNECTORS | Current | T | 15%
[16 empty] | SWITCH, RECPTS, PLUGS, CONN - INDUSTRIAL | Current | T | 40%
[16 empty] | PIN & SLEEVE - NON & HAZADOUS LOCATIONS | Current | T | 15%
[16 empty] | OCCUPANCY SENSORS | Current | T | 27%
[16 empty] | DIMMERS | Current | T | 15%
[16 empty] | GFIs | Current | T | 40%
[16 empty] | SWITCH, RECPTS, PLUGS, CONN - COMMERCIAL | Current | T | 24%
[15 empty] | 25 | IDEAL
[16 empty] | FASTENERS & ACCESSORIES | Current | T | 24%
[16 empty] | LOCKOUT, TAGOUTS & WIRE MARKERS | Current | T | 24%
[16 empty] | WIRE CONNECTORS | Current | T | 16%
[16 empty] | LUGS | Current | T | 24%
[16 empty] | CABLE TIES | Current | T | 15%
[16 empty] | TERMINALS | Current | T | 24%
[16 empty] | TOOLS | Current | T | 15%
[16 empty] | HEAT SHRINK TUBING | Current | T | 20%
[16 empty] | WIRE PULLING LUBRICANTS | Current | T | 16%
[16 empty] | AEROSOLS, COATINGS, CEMENT | Current | T | 16%
[15 empty] | 26 | INTERMATIC | Current | T | 10%
[15 empty] | 27 | ITRON
[15 empty] | 28 | KLEIN TOOLS | Current | T | 5%
[15 empty] | 29 | LEVITON
[16 empty] | SWITCHES, RECEPTS, PLUGS, CONN-INDUSTRIAL | Current | T | 39%
[16 empty] | PIN & SLEEVE - NON & HAZADOUS LOCATIONS | Current | T | 15%
[16 empty] | OCCUPANCY SENSORS | Current | T | 27%
[16 empty] | DIMMERS | Current | T | 25%
[16 empty] | GFIs | Current | T | 39%
[16 empty] | SWITCHES, RECEPTS, PLUGS, CONN-COMMERCIAL | Current | T | 25%
[15 empty] | 30 | LITHONIA |  |  | 20%
[15 empty] | 31 | LITTELFUSE |  |  | 5%
[15 empty] | 32 | MASTER
[15 empty] | 33 | MDIA
[15 empty] | 34 | METAL CLAD - GENERIC
[15 empty] | 35 | METALLICS | Current | T | 20%
[15 empty] | 36 | METALUX |  |  | 15%
[15 empty] | 37 | MOBERN
[15 empty] | 38 | NEWMARK
[15 empty] | 39 | NUTONE |  |  | 10%
[15 empty] | 40 | PANDUIT |  |  | 10%
[16 empty] | FASTENERS & ACCESSORIES | Current | T | 12%
[16 empty] | LOCKOUT, TAGOUTS & WIRE MARKERS | Current | T | 12%
[16 empty] | CABLE TIES | Current | T | 20%
[16 empty] | TERMINALS | Current | T | 27%
[16 empty] | SPLICES & TERMINATIONS | Current | T | 24%
[16 empty] | SURFACE RACEWAY | Current | T | 24%
[16 empty] | WIRING DUCT | Current | T | 29%
[16 empty] | HEAT SHRINK TUBING | Current | T | 20%
[15 empty] | 41 | PASS & SEYMOUR
[16 empty] | CORD CONNECTORS | Current | T | 15%
[16 empty] | NON-METALLIC BOXES & COVERS | Current | T | 22%
[16 empty] | SW, RECEPTS, PLUGS, CONN-INDUSTRIAL | Current | T | 39%
[16 empty] | PIN & SLEEVE - NON & HAZADOUS LOCATIONS | Current | T | 15%
[16 empty] | OCCUPANCY SENSORS | Current | T | 26%
[16 empty] | DIMMERS | Current | T | 25%
[16 empty] | GFIs | Current | T | 39%
[15 empty] | 42 | PROGRESS |  |  | 10%
[15 empty] | 43 | RAB ELECTRIC MFG CO |  |  | 20%
[15 empty] | 44 | RAYOVAC | Current | T | 10%
[15 empty] | 45 | S&C
[15 empty] | 46 | SANDERS ROE
[15 empty] | 47 | SIEMENS
[15 empty] | 48 | SQUARE D
[15 empty] | 49 | SUPERIOR/ESSEX
[15 empty] | 50 | THOMAS & BETTS
[16 empty] | NON-METALLIC BOXES & COVERS | Current | T | 22%
[16 empty] | METALLIC OUTLET BOXES AND COVERS | Current | T | 55%
[16 empty] | FLOOR BOXES | Current | T | 16%
[16 empty] | SURFACE RACEWAY | Current | T | 10%
[16 empty] | STRUT FITTINGS | Current | T | 48%
[15 empty] | 51 | WATTSTOPPER |  |  | 5%
[15 empty] | 52 | WIDELITE
[15 empty] | 53 | WIREMOLD COMPANY
[15 empty] | 54 | SURFACE RACEWAY | Current | T | 20%

## Vendor Info - Graybar
Graybar
LOCATIONS
Zone | Street Address | Phone Number | Inside Contact
Zone 1 | 43 Boulden Blvd New Castle, DE 19720 | 1-800-791-5454 | Matthew Marcaida
Zone 2
Zone 3
ACCOUNT MANAGER
Account Manager: | Karen Janka
Account Manager phone: | 1-856-723-5749
Account Manager email: | karen.janka@graybar.com
DELIVERY
Days ARO
Delivery | Lamps/Ballasts | Electrical Supply
Stock Items | 1 day | 1 day
Non Stock Items | 3 days to 3 weeks** | 3 days to 3 weeks**
COVERAGE
Local stocking locations in New Castle DE, Philadelphia PA, Baltimore MD, as well as 7 national Zone warehouses (including locations in Edison NJ and Richmond VA,) supply branch locations across the USA and ensure delivery of most products within a 24 hour period. Delivery to locations across the entire State of DE are made daily by Graybar truck, UPS and motor freight. All zones are fully serviceable by Graybar. We have inventory in excess of $13 million in the zone warehouse in Edison NJ as well as inventories in excess of $1 million in New Castle DE and $3 million in Philadelphia PA. These warehouses supply material to existing customers located in Zones 1, 2 and 3 on a daily basis.

## Vendor Info - Rumsey
Rumsey
LOCATIONS
Zone | Street Address | Phone Number | Inside Contact
Zone 1 | 55 LUKENS DRIVE NEW CASTLE, DE | 302-429-9100 | Trey Jackson
Zone 1 | 501 INTERCHANGE BOULEVARD NEWARK, DE 19711-3558 | 302-368-9161 | Chuck Cannon
Zone 1 | 3015 LANCASTER AVENUE WILMINGTON, DE | 302-651-9076 | Eric Fleming
Zone 2 | 1251 COLLEGE PARK DRIVE DOVER, DE | 302-735-3300 | Rob Jarrell
Zone 3 | 35208 HUDSON WAY REHOBOTH BEACH, DE | 302-644-1900 | Mike Deckelman
Zone 1 | 99 NAAMANS ROAD CLAYMONT, DE | 302-798-2700 | Joe Booth
ACCOUNT MANAGER
Account Manager: | Lynda Lambert
Account Manager phone: | 302-593-3474
Account Manager email: | llambert@rumsey.com
DELIVERY
Days ARO
Delivery | Lamps/Ballasts | Electrical Supply
Stock Items | 1 | 1
Non Stock Items | 7-10 days | 7-10 days
COVERAGE
100 % coverage throughout the State of Delaware

## Vendor Info - United
United Electric
LOCATIONS
Zone | Street Address | Phone Number | Inside Contact
Zone 1 | 10 Bellecor Drive, New Castle, DE 19720 | 302-322-3333 | Bill Catalde
Zone 2 | 552 S. Dupont Hwy, Dover, De 19901 | 302-674-8351 | Jim Prevost
Zone 3 | 27519 Hodges Lane, Bldg. P, Dagsboro, DE 19939 | 302-539-7541 | Nick Olone
ACCOUNT MANAGER
Account Manager: | Judie Romano
Account Manager phone: | 302-324-3231
Account Manager email: | jromano@unitedelectric.com
DELIVERY
Days ARO
Delivery | Lamps/Ballasts | Electrical Supply
Stock Items | same day pick up or next day dely. | same day pick up or next day dely
Non Stock Items | factory stock - typically 2 week aro, non-stock at the factory is at their schedule | factory stock - typically 2 week aro, non-stock at the factory is at their schedule
COVERAGE
We now have sixteen locations in five states, Delaware, New Jersey, Maryland, Pennsylvania and Virginia. Our New Castle DE headquarters has 46,500 square feet of warehouse and counter space stocking over 23,000 items for more than 250 major manufacturers. Our Dover sales and service center has 10,000 square feet of warehouse and counter area. Our Dagsboro sales and service center has 8,400 square feet of warehouse and counter area. We provided nightly transfers between all of our sixteen locations to assure prompt delivery of needed material.

## Vendor Info - Wesco
WESCO
LOCATIONS
Zone | Street Address | Phone Number | Inside Contact
Zone 1 | 5 Germay Drive, Wilmington, DE. 19804 | 302-655-9611 | Mike Joswick
ACCOUNT MANAGER
Account Manager: | John Fregapane
Account Manager phone: | 302-655-9611
Account Manager email: | Jfregapane@wesco.com
DELIVERY
Days ARO
Delivery | Lamps/Ballasts | Electrical Supply
Stock Items | 1 | 1
Non Stock Items | 2 to 5 | 2 to 5
COVERAGE
We can service the entire State of Delaware. (All Zones)

## Vendor Info - MSC
MSC Industrial
LOCATIONS
Zone | Street Address | Mailing Address | Phone Number | Inside Contact
Zone 1 | 401 E. Marsh Lane, Unit 2, Neport DE | 401 E. Marsh Lane, Unit 2, Neport DE | 302.322.5441 | Sharon Thomas
Zone 2 | 401 E. Marsh Lane, Unit 2, Neport DE | 401 E. Marsh Lane, Unit 2, Neport DE | 302.322.5441 | Sharon Thomas
Zone 3 | 401 E. Marsh Lane, Unit 2, Neport DE | 401 E. Marsh Lane, Unit 2, Neport DE | 302.322.5441 | Sharon Thomas
ACCOUNT MANAGER
Account Manager: |  | Joe Reber
Account Manager phone: |  | 412-370-2838
Account Manager email: |  | reberj@mscdirect.com
DELIVERY
Days ARO
Delivery | Lamps/Ballasts | Electrical Supply
Stock Items | 1-2 days | 1-2 days
Non Stock Items | 5-7 days | 5-7 days
COVERAGE
Five distrubiton centers with over 600K items iin stock. Coverage is Nationwide. Covering all Zones in requested.

## Vendor Info - Colonial
COLONIAL ELECTRIC
LOCATIONS
Zone | Street Address | Mailing Address | Phone Number | Inside Contact
Zone 1 | 218 S Maryland Ave | Same | 302-998.9993 | Erik McLane
Zone 1 | Wilmington, DE 19804
Zone 2 | Will handle all 3 zones from one location
Zone 3 | Will handle all 3 zones from one location
ACCOUNT MANAGER
Account Manager: |  | Erik McLane
Account Manager phone: |  | 302-998-9993
Account Manager email: |  | erik.mclane@colonialelectric.com
DELIVERY
Days ARO
Delivery | Lamps/Ballasts | Electrical Supply
Stock Items | 1 day | 1 day
Non Stock Items | 3 days up to 3 weeks | 3 days up to 3 weeks
COVERAGE
Local stocking distributor serving all of Delaware, PA, NJ and parts of MD. All zones are fully serviceable by Colonial.